## bus
| name | vn_kv | type | zone | in_service | geo
0 | AISA B 400.00 | 400 | b | MAVIR | TRUE | null
1 | ALBF 1 220.00 | 220 | b | MAVIR | TRUE | null
2 | ALBF 2 220.00 | 220 | b | MAVIR | TRUE | null
3 | ALBF B1 120.00 | 132 | b | ELMU | TRUE | null
4 | ALBF B2 120.00 | 132 | b | ELMU | TRUE | null
5 | ALBF K1 120.00 | 132 | b | ELMU | TRUE | null
6 | ALBF K2 120.00 | 132 | b | ELMU | TRUE | null
7 | ALBF P1 120.00 | 132 | b | MAVIR | TRUE | null
8 | ALBF P2 120.00 | 132 | b | MAVIR | TRUE | null
9 | ALBF P1 10.500 | 10.5 | b | MAVIR | TRUE | null
10 | ALBF P2 10.500 | 10.5 | b | MAVIR | TRUE | null
11 | BICSDB 120.00 | 132 | b | EDASZ | TRUE | null
12 | BICSDB 400.00 | 400 | b | MAVIR | TRUE | null
13 | BICSDK 120.00 | 132 | b | EDASZ | TRUE | null
14 | BICSDP1 18.000 | 18 | b | MAVIR | TRUE | null
15 | BICSDP2 18.000 | 18 | b | MAVIR | TRUE | null
16 | BEKO B 400.00 | 400 | b | MAVIR | TRUE | null
17 | BEKO P1T 18.000 | 18 | b | MAVIR | TRUE | null
18 | BEKO P2T 18.000 | 18 | b | MAVIR | TRUE | null
19 | BEKO B 120.00 | 132 | b | DEMASZ | TRUE | null
20 | BEKO K 120.00 | 132 | b | DEMASZ | TRUE | null
21 | BEKO P3 18.000 | 18 | b | MAVIR | TRUE | null
22 | BICSDP3 18.000 | 18 | b | MAVIR | TRUE | null
23 | DEBR P1 220.00 | 220 | b | MAVIR | TRUE | null
24 | DEBR B 120.00 | 132 | b | TITASZ | TRUE | null
25 | DEBR K 120.00 | 132 | b | TITASZ | TRUE | null
26 | DEBR PA 10.500 | 10.5 | b | MAVIR | TRUE | null
27 | DEBR PB 10.500 | 10.5 | b | MAVIR | TRUE | null
28 | DETK B 220.00 | 220 | b | MAVIR | TRUE | null
29 | DETK B 120.00 | 132 | b | EMASZ | TRUE | null
30 | DETK K 120.00 | 132 | b | EMASZ | TRUE | null
31 | DETK P1 10.500 | 10.5 | b | MAVIR | TRUE | null
32 | DETK P2 10.500 | 10.5 | b | MAVIR | TRUE | null
33 | DETK P5 10.500 | 10.5 | b | MAVIR | TRUE | null
34 | DETK PV 6.0000 | 6 | b | MAVIR | TRUE | null
35 | DUME ELE 120.00 | 132 | b | MAVIR | TRUE | null
36 | DUJV P1 220.00 | 220 | b | MAVIR | TRUE | null
37 | DUJV P2 220.00 | 220 | b | MAVIR | TRUE | null
38 | DUJV B 120.00 | 132 | b | DEDASZ | TRUE | null
39 | DUJV K 120.00 | 132 | b | DEDASZ | TRUE | null
40 | DUJV P1 10.500 | 10.5 | b | MAVIR | TRUE | null
41 | DUJV P2 10.500 | 10.5 | b | MAVIR | TRUE | null
42 | DUJV PGM 120.00 | 132 | b | MAVIR | TRUE | null
43 | DUJV GY 10.500 | 10.5 | b | MAVIR | TRUE | null
44 | DUME B1 220.00 | 220 | b | MAVIR | TRUE | null
45 | DUME B1 120.00 | 132 | b | ELMU | TRUE | null
46 | DUME B2 120.00 | 132 | b | ELMU | TRUE | null
47 | DUME K1 120.00 | 132 | b | ELMU | TRUE | null
48 | DUME K2 120.00 | 132 | b | ELMU | TRUE | null
49 | DUME P4 10.500 | 10.5 | b | MAVIR | TRUE | null
50 | DUME G14 15.750 | 15.75 | b | MAVIR | TRUE | null
51 | DUME G15 15.750 | 15.75 | b | MAVIR | TRUE | null
52 | DUME G8 15.750 | 15.75 | b | MAVIR | TRUE | null
54 | DUME G17 10.500 | 10.5 | b | MAVIR | TRUE | null
55 | DUME P1 10.500 | 10.5 | b | MAVIR | TRUE | null
56 | DUME P2 10.500 | 10.5 | b | MAVIR | TRUE | null
57 | DUME G7 19.000 | 19 | b | MAVIR | TRUE | null
58 | DUME P3 10.500 | 10.5 | b | MAVIR | TRUE | null
59 | DUME P7T 220.00 | 220 | b | MAVIR | TRUE | null
60 | DUME P8T 220.00 | 220 | b | MAVIR | TRUE | null
61 | DUME P15 220.00 | 220 | b | MAVIR | TRUE | null
62 | PERK B 400.00 | 400 | b | MAVIR | TRUE | null
63 | PERK B 120.00 | 132 | b | DEDASZ | TRUE | null
64 | PERK P1 18.000 | 18 | b | MAVIR | TRUE | null
65 | PERK P2 18.000 | 18 | b | MAVIR | TRUE | null
66 | PERK K 120.00 | 132 | b | DEDASZ | TRUE | null
67 | PERK P3 18.000 | 18 | b | MAVIR | TRUE | null
68 | FZSO B 400.00 | 400 | b | MAVIR | TRUE | null
69 | FZSO B 120.00 | 132 | b | EMASZ | TRUE | null
70 | FZSO K 120.00 | 132 | b | EMASZ | TRUE | null
71 | FZSO P4T 18.000 | 18 | b | MAVIR | TRUE | null
72 | FZSO P5T 18.000 | 18 | b | MAVIR | TRUE | null
73 | GYOR P1T 120.00 | 132 | b | EDASZ | TRUE | null
74 | GOD B 400.00 | 400 | b | MAVIR | TRUE | null
75 | GOD K 400.00 | 400 | b | MAVIR | TRUE | null
76 | GOD B1 120.00 | 132 | b | ELMU | TRUE | null
77 | GOD B2 120.00 | 132 | b | ELMU | TRUE | null
78 | GOD K1 120.00 | 132 | b | ELMU | TRUE | null
79 | GOD K2 120.00 | 132 | b | ELMU | TRUE | null
80 | GOD P1 18.000 | 18 | b | MAVIR | TRUE | null
81 | GOD P2 18.000 | 18 | b | MAVIR | TRUE | null
82 | GOD P5 18.000 | 18 | b | MAVIR | TRUE | null
83 | KERP B 120.00 | 132 | b | ELMU | TRUE | null
84 | KERP K 120.00 | 132 | b | ELMU | TRUE | null
85 | KERP B 220.00 | 220 | b | MAVIR | TRUE | null
86 | KERP P1 18.000 | 18 | b | MAVIR | TRUE | null
87 | KERP P2 18.000 | 18 | b | MAVIR | TRUE | null
88 | KERP B 400.00 | 400 | b | MAVIR | TRUE | null
89 | KERP P3 35.000 | 35 | b | MAVIR | TRUE | null
90 | GONYEPDI 11.500 | 11.5 | b | MAVIR | TRUE | null
91 | GONYUB 400.00 | 400 | b | MAVIR | TRUE | null
92 | GONYEP1 21.000 | 21 | b | MAVIR | TRUE | null
93 | GONYEP1 400.00 | 400 | b | MAVIR | TRUE | null
94 | GYOR B 400.00 | 400 | b | MAVIR | TRUE | null
95 | GYOR K 400.00 | 400 | b | MAVIR | TRUE | null
96 | GYOR PB2 400.00 | 400 | b | MAVIR | TRUE | null
97 | GYOR B 220.00 | 220 | b | MAVIR | TRUE | null
98 | GYOR B 120.00 | 132 | b | EDASZ | TRUE | null
99 | GYOR K 120.00 | 132 | b | EDASZ | TRUE | null
100 | GYOR P3T 120.00 | 132 | b | MAVIR | TRUE | null
101 | GYOR P4T 120.00 | 132 | b | MAVIR | TRUE | null
102 | GYOR S 120.00 | 132 | b | MAVIR | TRUE | null
103 | GYOR P3T 18.000 | 18 | b | MAVIR | TRUE | null
104 | GYOR P4T 18.000 | 18 | b | MAVIR | TRUE | null
105 | GYOR P1 10.500 | 10.5 | b | MAVIR | TRUE | null
106 | GYOR P2 10.500 | 10.5 | b | MAVIR | TRUE | null
107 | GYOR P5T 18.000 | 18 | b | MAVIR | TRUE | null
108 | GYOR P5T 120.00 | 132 | b | MAVIR | TRUE | null
110 | HEVI B 400.00 | 400 | b | MAVIR | TRUE | null
111 | HEVI GY1 120.00 | 132 | b | EDASZ | TRUE | null
112 | HEVI GY2 120.00 | 132 | b | EDASZ | TRUE | null
113 | HEVI P1 30.000 | 30 | b | MAVIR | TRUE | null
114 | HEVI P2 30.000 | 30 | b | MAVIR | TRUE | null
115 | HEVI P3 18.000 | 18 | b | MAVIR | TRUE | null
116 | KISV 1 220.00 | 220 | b | MAVIR | TRUE | null
117 | KISV B 120.00 | 132 | b | TITASZ | TRUE | null
118 | KISV K 120.00 | 132 | b | TITASZ | TRUE | null
119 | KISV P1 10.500 | 10.5 | b | MAVIR | TRUE | null
120 | KISV P2 10.500 | 10.5 | b | MAVIR | TRUE | null
121 | LITR B 400.00 | 400 | b | MAVIR | TRUE | null
122 | LITR B 120.00 | 132 | b | EDASZ | TRUE | null
123 | LITR K 120.00 | 132 | b | EDASZ | TRUE | null
124 | LITR PAT 18.000 | 18 | b | MAVIR | TRUE | null
125 | LITR PBT 18.000 | 18 | b | MAVIR | TRUE | null
126 | LITRGP1 15.000 | 15 | b | MAVIR | TRUE | null
127 | TORF B 400.00 | 400 | b | MAVIR | TRUE | null
128 | TORF B 120.00 | 132 | b | DEMASZ | TRUE | null
129 | TORF P1 18.000 | 18 | b | MAVIR | TRUE | null
130 | TORF P2 18.000 | 18 | b | MAVIR | TRUE | null
131 | TORF SF1 120.00 | 132 | b | DEMASZ | TRUE | null
132 | TORF SF2 120.00 | 132 | b | DEMASZ | TRUE | null
133 | TORF K 120.00 | 132 | b | DEMASZ | TRUE | null
134 | MART B 400.00 | 400 | b | MAVIR | TRUE | null
135 | MART P1 220.00 | 220 | b | MAVIR | TRUE | null
136 | MART P2 220.00 | 220 | b | MAVIR | TRUE | null
137 | MART P1 35.000 | 35 | b | MAVIR | TRUE | null
138 | MART P2 35.000 | 35 | b | MAVIR | TRUE | null
140 | MATREP4 220.00 | 220 | b | MAVIR | TRUE | null
142 | MATREP1 120.00 | 132 | b | MAVIR | TRUE | null
143 | MATREP2 120.00 | 132 | b | MAVIR | TRUE | null
144 | MATREP67 120.00 | 132 | b | MAVIR | TRUE | null
146 | MATREG4 15.750 | 15.75 | b | MAVIR | TRUE | null
148 | MATREG1 11.500 | 11.5 | b | MAVIR | TRUE | null
149 | MATREG2 11.500 | 11.5 | b | MAVIR | TRUE | null
150 | MATREG6 10.500 | 10.5 | b | MAVIR | TRUE | null
151 | MATREG7 10.500 | 10.5 | b | MAVIR | TRUE | null
152 | MATREG9 21.000 | 21 | b | MAVIR | TRUE | null
153 | MATREP9 400.00 | 400 | b | MAVIR | TRUE | null
154 | MECS 1 220.00 | 220 | b | MAVIR | TRUE | null
155 | MECS B 120.00 | 132 | b | MAVIR | TRUE | null
156 | MECS P1 10.500 | 10.5 | b | MAVIR | TRUE | null
157 | MECS P2 10.500 | 10.5 | b | MAVIR | TRUE | null
158 | MECS K 120.00 | 132 | b | MAVIR | TRUE | null
159 | OCSA K 120.00 | 132 | b | MAVIR | TRUE | null
160 | OCSA B 120.00 | 132 | b | MAVIR | TRUE | null
161 | OCSA 1 220.00 | 220 | b | MAVIR | TRUE | null
162 | OCSA P1 10.500 | 10.5 | b | MAVIR | TRUE | null
163 | OCSA P2 10.500 | 10.5 | b | MAVIR | TRUE | null
164 | OROE P3 10.500 | 10.5 | b | MAVIR | TRUE | null
165 | OROE P1 220.00 | 220 | b | MAVIR | TRUE | null
166 | OROE B 120.00 | 132 | b | EDASZ | TRUE | null
167 | OROE K 120.00 | 132 | b | EDASZ | TRUE | null
168 | OROE G1 10.500 | 10.5 | b | MAVIR | TRUE | null
169 | OROE G2 10.500 | 10.5 | b | MAVIR | TRUE | null
172 | OROE P1 10.500 | 10.5 | b | MAVIR | TRUE | null
173 | OROE P2 10.500 | 10.5 | b | MAVIR | TRUE | null
174 | PAKSU_51 120.00 | 132 | b | MAVIR | TRUE | null
175 | PAKSU_52 120.00 | 132 | b | MAVIR | TRUE | null
176 | PAKSU_61 120.00 | 132 | b | MAVIR | TRUE | null
177 | PAKSU_62 120.00 | 132 | b | MAVIR | TRUE | null
178 | PAKSPP1 120.00 | 132 | b | MAVIR | TRUE | null
179 | PAKSPGY 20.000 | 20 | b | MAVIR | TRUE | null
180 | PAKS B1 400.00 | 400 | b | MAVIR | TRUE | null
181 | PAKS P12 400.00 | 400 | b | MAVIR | TRUE | null
182 | PAKS P34 400.00 | 400 | b | MAVIR | TRUE | null
183 | PAKS P56 400.00 | 400 | b | MAVIR | TRUE | null
184 | PAKS P78 400.00 | 400 | b | MAVIR | TRUE | null
185 | PAKS B 120.00 | 132 | b | DEDASZ | TRUE | null
186 | PAKS K 120.00 | 132 | b | DEDASZ | TRUE | null
187 | PAKS P1 18.000 | 18 | b | MAVIR | TRUE | null
188 | PAKS P2 18.000 | 18 | b | MAVIR | TRUE | null
189 | PAKS G1 15.750 | 15.75 | b | MAVIR | TRUE | null
190 | PAKS G2 15.750 | 15.75 | b | MAVIR | TRUE | null
191 | PAKS G3 15.750 | 15.75 | b | MAVIR | TRUE | null
192 | PAKS G4 15.750 | 15.75 | b | MAVIR | TRUE | null
193 | PAKS G5 15.750 | 15.75 | b | MAVIR | TRUE | null
194 | PAKS G6 15.750 | 15.75 | b | MAVIR | TRUE | null
195 | PAKS G7 15.750 | 15.75 | b | MAVIR | TRUE | null
196 | PAKS G8 15.750 | 15.75 | b | MAVIR | TRUE | null
197 | PAKS SRF 400.00 | 400 | b | MAVIR | TRUE | null
198 | PAKS SRF2 400.00 | 400 | b | MAVIR | TRUE | null
199 | BIRT B 400.00 | 400 | b | MAVIR | TRUE | null
200 | PAKSUG5 24.000 | 24 | b | MAVIR | TRUE | null
201 | PAKSUG6 24.000 | 24 | b | MAVIR | TRUE | null
202 | PAKSUP5 400.00 | 400 | b | MAVIR | TRUE | null
203 | PAKSUP6 400.00 | 400 | b | MAVIR | TRUE | null
204 | BIRT B 120.00 | 132 | b | MAVIR | TRUE | null
205 | BIRT P1 18.000 | 18 | b | MAVIR | TRUE | null
206 | PECSOB 400.00 | 400 | b | MAVIR | TRUE | null
207 | PECSOK 400.00 | 400 | b | MAVIR | TRUE | null
208 | PECSOP1B 400.00 | 400 | b | MAVIR | TRUE | null
209 | PECSOP1 18.000 | 18 | b | MAVIR | TRUE | null
210 | PECSOP2 18.000 | 18 | b | MAVIR | TRUE | null
211 | PECSOB 120.00 | 132 | b | DEDASZ | TRUE | null
212 | PECSOK 120.00 | 132 | b | DEDASZ | TRUE | null
213 | PECSOP3 18.000 | 18 | b | MAVIR | TRUE | null
214 | BIRT K 120.00 | 132 | b | MAVIR | TRUE | null
215 | GKEL K1 120.00 | 132 | b | ELMU | TRUE | null
216 | GKEL B 400.00 | 400 | b | MAVIR | TRUE | null
217 | GKEL B1 120.00 | 132 | b | ELMU | TRUE | null
218 | GKEL P1 18.000 | 18 | b | MAVIR | TRUE | null
219 | GKEL P2 18.000 | 18 | b | MAVIR | TRUE | null
220 | GKEL P3 18.000 | 18 | b | MAVIR | TRUE | null
221 | GKEL F1 120.00 | 132 | b | ELMU | TRUE | null
223 | SAFA B 400.00 | 400 | b | MAVIR | TRUE | null
224 | SAFA K 400.00 | 400 | b | MAVIR | TRUE | null
225 | SAFA B 120.00 | 132 | b | DEMASZ | TRUE | null
226 | SAFA K 120.00 | 132 | b | DEMASZ | TRUE | null
227 | SAFA P1 18.000 | 18 | b | MAVIR | TRUE | null
228 | SAFA P2 18.000 | 18 | b | MAVIR | TRUE | null
229 | SAFA P3 18.000 | 18 | b | MAVIR | TRUE | null
230 | SAJI B 400.00 | 400 | b | MAVIR | TRUE | null
231 | SAJI B 120.00 | 132 | b | EMASZ | TRUE | null
232 | SAJI K 120.00 | 132 | b | EMASZ | TRUE | null
233 | SAJI P1 18.000 | 18 | b | MAVIR | TRUE | null
234 | SAJI P2 18.000 | 18 | b | MAVIR | TRUE | null
235 | SAJO B 400.00 | 400 | b | MAVIR | TRUE | null
236 | SAJO B 220.00 | 220 | b | MAVIR | TRUE | null
237 | SAJO B 120.00 | 132 | b | EMASZ | TRUE | null
238 | SAJO K 120.00 | 132 | b | EMASZ | TRUE | null
239 | SAJOGPGT 120.00 | 132 | b | MAVIR | TRUE | null
240 | SAJO P3 35.000 | 35 | b | MAVIR | TRUE | null
241 | SAJOGP1 15.000 | 15 | b | MAVIR | TRUE | null
242 | SAJO P1 10.500 | 10.5 | b | MAVIR | TRUE | null
243 | SAJO P2 10.500 | 10.5 | b | MAVIR | TRUE | null
244 | SZEG B 120.00 | 132 | b | DEMASZ | TRUE | null
245 | SZEG K 120.00 | 132 | b | DEMASZ | TRUE | null
246 | SZHO B 400.00 | 400 | b | MAVIR | TRUE | null
247 | SZHO P1 18.000 | 18 | b | MAVIR | TRUE | null
248 | SZHO P2 18.000 | 18 | b | MAVIR | TRUE | null
249 | SZHO P1 120.00 | 132 | b | MAVIR | TRUE | null
250 | SZHO P2 120.00 | 132 | b | MAVIR | TRUE | null
251 | SZICSB 400.00 | 400 | b | MAVIR | TRUE | null
252 | SZICSB 120.00 | 132 | b | ELMU | TRUE | null
253 | SZICSP1 18.000 | 18 | b | MAVIR | TRUE | null
254 | SZICSP2 18.000 | 18 | b | MAVIR | TRUE | null
255 | SZICSK 120.00 | 132 | b | ELMU | TRUE | null
256 | SZOL P6 18.000 | 18 | b | MAVIR | TRUE | null
257 | SZOL P7 18.000 | 18 | b | MAVIR | TRUE | null
258 | SZOL P8 35.000 | 35 | b | MAVIR | TRUE | null
259 | SZOL B 400.00 | 400 | b | MAVIR | TRUE | null
260 | SZOL B 220.00 | 220 | b | MAVIR | TRUE | null
261 | SZOL B1 120.00 | 132 | b | TITASZ | TRUE | null
262 | SZOL K 120.00 | 132 | b | TITASZ | TRUE | null
263 | SZOL P4 10.500 | 10.5 | b | MAVIR | TRUE | null
264 | SZOL P5 10.500 | 10.5 | b | MAVIR | TRUE | null
265 | TISZEG5 20.000 | 20 | b | MAVIR | TRUE | null
266 | TISZEG6 20.000 | 20 | b | MAVIR | TRUE | null
267 | TISZEP34 400.00 | 400 | b | MAVIR | TRUE | null
268 | TISZEP1 220.00 | 220 | b | MAVIR | TRUE | null
269 | TISZEP2 220.00 | 220 | b | MAVIR | TRUE | null
270 | TISZEG2 15.750 | 15.75 | b | MAVIR | TRUE | null
271 | TISZEG4 15.750 | 15.75 | b | MAVIR | TRUE | null
272 | TISZEGB 220.00 | 220 | b | MAVIR | TRUE | null
273 | TLOK 1 220.00 | 220 | b | MAVIR | TRUE | null
274 | TLOK B 120.00 | 132 | b | TITASZ | TRUE | null
275 | TLOK K 120.00 | 132 | b | TITASZ | TRUE | null
276 | TLOK P1 10.500 | 10.5 | b | MAVIR | TRUE | null
277 | TLOK P2 10.500 | 10.5 | b | MAVIR | TRUE | null
278 | TOPN B 400.00 | 400 | b | MAVIR | TRUE | null
279 | TOPN P1 120.00 | 132 | b | MAVIR | TRUE | null
280 | TOPN P2 120.00 | 132 | b | MAVIR | TRUE | null
281 | TOPN P1 18.000 | 18 | b | MAVIR | TRUE | null
282 | TOPN P2 18.000 | 18 | b | MAVIR | TRUE | null
283 | SZHL B 220.00 | 220 | b | MAVIR | TRUE | null
284 | SZHL B 120.00 | 132 | b | MAVIR | TRUE | null
285 | SZHL P1 10.500 | 10.5 | b | MAVIR | TRUE | null
286 | SZHL P2 10.500 | 10.5 | b | MAVIR | TRUE | null
287 | SZHL K 120.00 | 132 | b | MAVIR | TRUE | null
288 | ZUGL B 220.00 | 220 | b | MAVIR | TRUE | null
289 | ZUGL K 220.00 | 220 | b | MAVIR | TRUE | null
290 | ZUGL B1 120.00 | 132 | b | ELMU | TRUE | null
291 | ZUGL K1 120.00 | 132 | b | ELMU | TRUE | null
292 | ZUGL PN 10.500 | 10.5 | b | MAVIR | TRUE | null
293 | ZUGL PO 10.500 | 10.5 | b | MAVIR | TRUE | null
294 | ZUGL PP 10.500 | 10.5 | b | MAVIR | TRUE | null
295 | CSPG G4 15.750 | 15.75 | b | MAVIR | TRUE | null
296 | KAPO 400.00 | 400 | b | MAVIR | TRUE | null
297 | CSPG G5 15.750 | 15.75 | b | MAVIR | TRUE | null
298 | CSPG G1 120.00 | 132 | b | MAVIR | TRUE | null
299 | CSPG MG1 120.00 | 132 | b | MAVIR | TRUE | null
300 | CSPG G2 120.00 | 132 | b | MAVIR | TRUE | null
301 | CSPG MG2 120.00 | 132 | b | MAVIR | TRUE | null
302 | CSPG PG3 120.00 | 132 | b | MAVIR | TRUE | null
303 | CSPG G1 15.750 | 15.75 | b | MAVIR | TRUE | null
304 | CSPG G2 15.750 | 15.75 | b | MAVIR | TRUE | null
305 | CSPG G3 15.750 | 15.75 | b | MAVIR | TRUE | null
306 | CSPG PG45 120.00 | 132 | b | MAVIR | TRUE | null
307 | UJPR GY1 120.00 | 132 | b | MAVIR | TRUE | null
308 | UJPR GY2 120.00 | 132 | b | MAVIR | TRUE | null
309 | UJPR P1 10.500 | 10.5 | b | MAVIR | TRUE | null
310 | UJPR P2 10.500 | 10.5 | b | MAVIR | TRUE | null
311 | JOZS B 400.00 | 400 | b | MAVIR | TRUE | null
312 | JOZS B 120.00 | 132 | b | TITASZ | TRUE | null
313 | JOZS K 120.00 | 132 | b | TITASZ | TRUE | null
314 | JOZS P1 18.000 | 18 | b | MAVIR | TRUE | null
315 | JOZS P2 18.000 | 18 | b | MAVIR | TRUE | null
316 | JOZS P3 18.000 | 18 | b | MAVIR | TRUE | null
317 | BUJ B 400.00 | 400 | b | MAVIR | TRUE | null
318 | BUJ B 120.00 | 132 | b | TITASZ | TRUE | null
319 | BUJ P1 18.000 | 18 | b | MAVIR | TRUE | null
320 | BUJ P2 18.000 | 18 | b | MAVIR | TRUE | null
321 | BUJ K 120.00 | 132 | b | TITASZ | TRUE | null
322 | DEBD K 120.00 | 132 | b | TITASZ | TRUE | null
323 | DEBD B 120.00 | 132 | b | TITASZ | TRUE | null
324 | DEBD 400.00 | 400 | b | MAVIR | TRUE | null
325 | DEBD P1 18.000 | 18 | b | MAVIR | TRUE | null
326 | DEBD P2 18.000 | 18 | b | MAVIR | TRUE | null
327 | DEBD P3 18.000 | 18 | b | MAVIR | TRUE | null
328 | DEBD MSCDN 120.00 | 132 | b | MAVIR | TRUE | null
329 | BUJ P3 18.000 | 18 | b | MAVIR | TRUE | null
330 | BAKA K 750.00 | 750 | b | MAVIR | TRUE | null
331 | BAKA P1 750.00 | 750 | b | MAVIR | TRUE | null
332 | BAKA K 400.00 | 400 | b | MAVIR | TRUE | null
333 | BAKA P2 18.000 | 18 | b | MAVIR | TRUE | null
334 | BAKA P3 18.000 | 18 | b | MAVIR | TRUE | null
335 | BAKA B 120.00 | 132 | b | MAVIR | TRUE | null
336 | BAKA K 120.00 | 132 | b | MAVIR | TRUE | null
337 | BAKA P1 15.000 | 15 | b | MAVIR | TRUE | null
338 | ADAT 1 120.00 | 132 | b | MAVIR | TRUE | null
339 | ADAT 2 120.00 | 132 | b | MAVIR | TRUE | null
340 | DUNAPP1 120.00 | 132 | b | MAVIR | TRUE | null
341 | DUNAPGY 20.000 | 20 | b | MAVIR | TRUE | null
342 | BAKA P4 18.000 | 18 | b | MAVIR | TRUE | null
343 | BARCSGY1 120.00 | 132 | b | DEDASZ | TRUE | null
344 | BELEMK1 120.00 | 132 | b | DEDASZ | TRUE | null
345 | BERE P1 120.00 | 132 | b | DEDASZ | TRUE | null
346 | BERE P2 120.00 | 132 | b | DEDASZ | TRUE | null
347 | BFOL K1 120.00 | 132 | b | DEDASZ | TRUE | null
348 | BOGL K1 120.00 | 132 | b | DEDASZ | TRUE | null
349 | BONY K1 120.00 | 132 | b | DEDASZ | TRUE | null
350 | BUZS GY1 120.00 | 132 | b | DEDASZ | TRUE | null
351 | CSUR K1 120.00 | 132 | b | DEDASZ | TRUE | null
352 | DFOL 1 120.00 | 132 | b | DEDASZ | TRUE | null
353 | DFOL P3 120.00 | 132 | b | DEDASZ | TRUE | null
354 | DOMB K1 120.00 | 132 | b | DEDASZ | TRUE | null
355 | DUJD GY1 120.00 | 132 | b | DEDASZ | TRUE | null
356 | DUJO1K1 120.00 | 132 | b | DEDASZ | TRUE | null
357 | DUJO2K1 120.00 | 132 | b | DEDASZ | TRUE | null
358 | DUHAMPTR 120.00 | 132 | b | DEDASZ | TRUE | null
359 | DUJP GY1 120.00 | 132 | b | DEDASZ | TRUE | null
360 | DUJP K1 120.00 | 132 | b | DEDASZ | TRUE | null
361 | DUJP K2 120.00 | 132 | b | DEDASZ | TRUE | null
362 | DUJVEK1 120.00 | 132 | b | DEDASZ | TRUE | null
363 | DUJV2K1 120.00 | 132 | b | DEDASZ | TRUE | null
364 | HANK 120.00 | 132 | b | DEDASZ | TRUE | null
365 | KAFUMK1 120.00 | 132 | b | DEDASZ | TRUE | null
366 | KAFUMK2 120.00 | 132 | b | DEDASZ | TRUE | null
367 | KANVMGY1 120.00 | 132 | b | DEDASZ | TRUE | null
368 | KAPV B 120.00 | 132 | b | DEDASZ | TRUE | null
369 | KAPV K 120.00 | 132 | b | DEDASZ | TRUE | null
370 | KPVK GY1 120.00 | 132 | b | DEDASZ | TRUE | null
371 | KERT GY1 120.00 | 132 | b | DEDASZ | TRUE | null
372 | KESZ B1 120.00 | 132 | b | DEDASZ | TRUE | null
373 | KESZ K1 120.00 | 132 | b | DEDASZ | TRUE | null
374 | KIRE GY1 120.00 | 132 | b | DEDASZ | TRUE | null
375 | KOML K1 120.00 | 132 | b | DEDASZ | TRUE | null
376 | KONV GY1 120.00 | 132 | b | DEDASZ | TRUE | null
377 | KONV GY2 120.00 | 132 | b | DEDASZ | TRUE | null
378 | KVSZ K1 120.00 | 132 | b | DEDASZ | TRUE | null
379 | MARC K1 120.00 | 132 | b | DEDASZ | TRUE | null
380 | MGODMK1 120.00 | 132 | b | DEDASZ | TRUE | null
381 | MOHA GY1 120.00 | 132 | b | DEDASZ | TRUE | null
382 | NKAN K1 120.00 | 132 | b | DEDASZ | TRUE | null
383 | NTAD K1 120.00 | 132 | b | DEDASZ | TRUE | null
384 | PAKSN 120.00 | 132 | b | DEDASZ | TRUE | null
385 | PAKSDK1 120.00 | 132 | b | DEDASZ | TRUE | null
387 | PECSEB1 120.00 | 132 | b | DEDASZ | TRUE | null
388 | PECSEK1 120.00 | 132 | b | DEDASZ | TRUE | null
389 | PECSEG3 120.00 | 132 | b | MAVIR | TRUE | null
391 | PECSEG6 120.00 | 132 | b | MAVIR | TRUE | null
392 | PECSKK1 120.00 | 132 | b | DEDASZ | TRUE | null
393 | PUMA K1 120.00 | 132 | b | DEDASZ | TRUE | null
394 | SARB K1 120.00 | 132 | b | DEDASZ | TRUE | null
395 | SIKL GY1 120.00 | 132 | b | DEDASZ | TRUE | null
396 | SIKL GY2 120.00 | 132 | b | DEDASZ | TRUE | null
397 | SIKO K1 120.00 | 132 | b | DEDASZ | TRUE | null
398 | SIOF K1 120.00 | 132 | b | DEDASZ | TRUE | null
399 | SOJT B 120.00 | 132 | b | DEDASZ | TRUE | null
400 | SOJT K 120.00 | 132 | b | DEDASZ | TRUE | null
401 | SZEH K1 120.00 | 132 | b | DEDASZ | TRUE | null
402 | SZEHUP1 120.00 | 132 | b | DEDASZ | TRUE | null
403 | SZEK K1 120.00 | 132 | b | DEDASZ | TRUE | null
404 | SZIG K1 120.00 | 132 | b | DEDASZ | TRUE | null
405 | TAB 120.00 | 132 | b | DEDASZ | TRUE | null
406 | TAB_T 120.00 | 132 | b | DEDASZ | TRUE | null
407 | TAMS K1 120.00 | 132 | b | DEDASZ | TRUE | null
408 | IVAN B 120.00 | 132 | b | DEDASZ | TRUE | null
409 | IVAN K 120.00 | 132 | b | DEDASZ | TRUE | null
410 | GERJ GY1 120.00 | 132 | b | DEDASZ | TRUE | null
411 | MOZS GY1 120.00 | 132 | b | DEDASZ | TRUE | null
412 | PHEN 120.00 | 132 | b | DEDASZ | TRUE | null
413 | DUJF 120.00 | 132 | b | DEDASZ | TRUE | null
414 | ALGY GY1 120.00 | 132 | b | DEMASZ | TRUE | null
415 | ALGY GY2 120.00 | 132 | b | DEMASZ | TRUE | null
416 | ALGY GY3 120.00 | 132 | b | DEMASZ | TRUE | null
417 | ALGYTP1 120.00 | 132 | b | DEMASZ | TRUE | null
418 | ALGYTP2 120.00 | 132 | b | DEMASZ | TRUE | null
419 | BAJA GY1 120.00 | 132 | b | DEMASZ | TRUE | null
420 | BAJD GY1 120.00 | 132 | b | DEMASZ | TRUE | null
421 | BCSA B 120.00 | 132 | b | DEMASZ | TRUE | null
422 | BCSA K 120.00 | 132 | b | DEMASZ | TRUE | null
423 | BCSK GY1 120.00 | 132 | b | DEMASZ | TRUE | null
424 | BCSK GY2 120.00 | 132 | b | DEMASZ | TRUE | null
425 | BCSKTGY1 120.00 | 132 | b | DEMASZ | TRUE | null
426 | BCSKTGY2 120.00 | 132 | b | DEMASZ | TRUE | null
427 | BEKS GY1 120.00 | 132 | b | DEMASZ | TRUE | null
428 | CEGL GY1 120.00 | 132 | b | DEMASZ | TRUE | null
429 | CSAT GY1 120.00 | 132 | b | DEMASZ | TRUE | null
430 | CSER 1 120.00 | 132 | b | DEMASZ | TRUE | null
431 | CSER 2 120.00 | 132 | b | DEMASZ | TRUE | null
432 | CSON GY1 120.00 | 132 | b | DEMASZ | TRUE | null
433 | FETO GY1 120.00 | 132 | b | DEMASZ | TRUE | null
434 | GYLA 1 120.00 | 132 | b | DEMASZ | TRUE | null
435 | GYLA 2 120.00 | 132 | b | DEMASZ | TRUE | null
436 | HODM GY1 120.00 | 132 | b | DEMASZ | TRUE | null
437 | HODN GY1 120.00 | 132 | b | DEMASZ | TRUE | null
438 | KALO GY1 120.00 | 132 | b | DEMASZ | TRUE | null
439 | KDMA GY1 120.00 | 132 | b | DEMASZ | TRUE | null
440 | KECE 1 120.00 | 132 | b | DEMASZ | TRUE | null
441 | KECE 2 120.00 | 132 | b | DEMASZ | TRUE | null
442 | KECK GY1 120.00 | 132 | b | DEMASZ | TRUE | null
443 | KECS B 120.00 | 132 | b | DEMASZ | TRUE | null
444 | KECS K 120.00 | 132 | b | DEMASZ | TRUE | null
445 | KECI GY1 120.00 | 132 | b | DEMASZ | TRUE | null
446 | KHAL GY1 120.00 | 132 | b | DEMASZ | TRUE | null
447 | KHAN GY1 120.00 | 132 | b | DEMASZ | TRUE | null
448 | KHAM GY1 120.00 | 132 | b | DEMASZ | TRUE | null
449 | KHAP GY1 120.00 | 132 | b | DEMASZ | TRUE | null
450 | KIST GY1 120.00 | 132 | b | DEMASZ | TRUE | null
451 | KKOR GY1 120.00 | 132 | b | DEMASZ | TRUE | null
452 | KMAJ GY1 120.00 | 132 | b | DEMASZ | TRUE | null
453 | KSZU GY1 120.00 | 132 | b | DEMASZ | TRUE | null
454 | KUNF GY1 120.00 | 132 | b | DEMASZ | TRUE | null
455 | KUNM GY1 120.00 | 132 | b | DEMASZ | TRUE | null
456 | LAJM GY1 120.00 | 132 | b | DEMASZ | TRUE | null
457 | LAJMTGY1 120.00 | 132 | b | DEMASZ | TRUE | null
458 | MAKO GY1 120.00 | 132 | b | DEMASZ | TRUE | null
459 | MDGY GY1 120.00 | 132 | b | DEMASZ | TRUE | null
460 | MEHE GY1 120.00 | 132 | b | DEMASZ | TRUE | null
461 | MHAL GY1 120.00 | 132 | b | DEMASZ | TRUE | null
462 | MONO GY1 120.00 | 132 | b | DEMASZ | TRUE | null
463 | NKOR GY1 120.00 | 132 | b | DEMASZ | TRUE | null
464 | OROS GY1 120.00 | 132 | b | DEMASZ | TRUE | null
465 | ORUV GY1 120.00 | 132 | b | DEMASZ | TRUE | null
466 | SOLT GY1 120.00 | 132 | b | DEMASZ | TRUE | null
467 | SOLT GY2 120.00 | 132 | b | DEMASZ | TRUE | null
468 | SZAL GY1 120.00 | 132 | b | DEMASZ | TRUE | null
469 | SZEE 1 120.00 | 132 | b | DEMASZ | TRUE | null
470 | SZEE 2 120.00 | 132 | b | DEMASZ | TRUE | null
471 | SZEGF1FO 120.00 | 132 | b | DEMASZ | TRUE | null
472 | SZEGF2FO 120.00 | 132 | b | DEMASZ | TRUE | null
473 | SZEGF3FO 120.00 | 132 | b | DEMASZ | TRUE | null
474 | SZEN GY1 120.00 | 132 | b | DEMASZ | TRUE | null
475 | UJSZ GY1 120.00 | 132 | b | DEMASZ | TRUE | null
476 | ZSAN GY1 120.00 | 132 | b | DEMASZ | TRUE | null
477 | KECA GY1 120.00 | 132 | b | DEMASZ | TRUE | null
478 | SVAD GY1 120.00 | 132 | b | DEMASZ | TRUE | null
479 | TAZL GY1 120.00 | 132 | b | DEMASZ | TRUE | null
480 | BSZG GY1 120.00 | 132 | b | DEMASZ | TRUE | null
481 | MBER GY1 120.00 | 132 | b | DEMASZ | TRUE | null
482 | ANGY B1 120.00 | 132 | b | ELMU | TRUE | null
483 | ANGY B2 120.00 | 132 | b | ELMU | TRUE | null
484 | ANGY K1 120.00 | 132 | b | ELMU | TRUE | null
485 | ANGY K2 120.00 | 132 | b | ELMU | TRUE | null
486 | BEKM GY1 120.00 | 132 | b | ELMU | TRUE | null
487 | BIAT GY1 120.00 | 132 | b | ELMU | TRUE | null
488 | BUDO B 120.00 | 132 | b | ELMU | TRUE | null
489 | BUDO K 120.00 | 132 | b | ELMU | TRUE | null
490 | BUKO B 120.00 | 132 | b | ELMU | TRUE | null
491 | BUKO K 120.00 | 132 | b | ELMU | TRUE | null
492 | CSAR B 120.00 | 132 | b | ELMU | TRUE | null
493 | CSAR K 120.00 | 132 | b | ELMU | TRUE | null
494 | CSEA GY1 120.00 | 132 | b | ELMU | TRUE | null
495 | CSEP B 120.00 | 132 | b | ELMU | TRUE | null
496 | CSEP K 120.00 | 132 | b | ELMU | TRUE | null
497 | CSEP MG3 120.00 | 132 | b | ELMU | TRUE | null
498 | CSEP MG45 120.00 | 132 | b | ELMU | TRUE | null
500 | DCM 2 120.00 | 132 | b | ELMU | TRUE | null
501 | DIOS B 120.00 | 132 | b | ELMU | TRUE | null
502 | DIOS K 120.00 | 132 | b | ELMU | TRUE | null
503 | DUKE P1 120.00 | 132 | b | ELMU | TRUE | null
504 | DUKE P2 120.00 | 132 | b | ELMU | TRUE | null
505 | DUKETGY1 120.00 | 132 | b | ELMU | TRUE | null
506 | DUKETGY2 120.00 | 132 | b | ELMU | TRUE | null
507 | DUVA B 120.00 | 132 | b | ELMU | TRUE | null
508 | DUVA K 120.00 | 132 | b | ELMU | TRUE | null
509 | EBUE GY 120.00 | 132 | b | ELMU | TRUE | null
510 | EBUE GY1 11.500 | 11.5 | b | MAVIR | TRUE | null
513 | ERD GY1 120.00 | 132 | b | ELMU | TRUE | null
514 | ERZS GY1 120.00 | 132 | b | ELMU | TRUE | null
515 | FEBA GY1 120.00 | 132 | b | ELMU | TRUE | null
516 | FOT GY2 120.00 | 132 | b | ELMU | TRUE | null
518 | GANZ GY2 120.00 | 132 | b | ELMU | TRUE | null
519 | GDIP B1 120.00 | 132 | b | ELMU | TRUE | null
520 | GDIP K1 120.00 | 132 | b | ELMU | TRUE | null
521 | GODO B1 120.00 | 132 | b | ELMU | TRUE | null
522 | GODO K1 120.00 | 132 | b | ELMU | TRUE | null
523 | GODM PA 120.00 | 132 | b | ELMU | TRUE | null
524 | GODM PB 120.00 | 132 | b | ELMU | TRUE | null
525 | GODU GY1 120.00 | 132 | b | ELMU | TRUE | null
526 | HVOL GY1 120.00 | 132 | b | ELMU | TRUE | null
527 | ILLA GY1 120.00 | 132 | b | ELMU | TRUE | null
528 | ISTV GY1 120.00 | 132 | b | ELMU | TRUE | null
529 | ISTV GY2 120.00 | 132 | b | ELMU | TRUE | null
530 | KAPM GY1 120.00 | 132 | b | ELMU | TRUE | null
531 | KATO GY1 120.00 | 132 | b | ELMU | TRUE | null
532 | KATO PC 120.00 | 132 | b | ELMU | TRUE | null
533 | KDUL B 120.00 | 132 | b | ELMU | TRUE | null
534 | KDUL K 120.00 | 132 | b | ELMU | TRUE | null
535 | KELF P1 120.00 | 132 | b | MAVIR | TRUE | null
536 | KELF P2 120.00 | 132 | b | MAVIR | TRUE | null
537 | KELF P1 15.750 | 15.75 | b | MAVIR | TRUE | null
538 | KELF P2 15.750 | 15.75 | b | MAVIR | TRUE | null
539 | KELF P3 15.750 | 15.75 | b | MAVIR | TRUE | null
540 | KELF P3 120.00 | 132 | b | MAVIR | TRUE | null
541 | KFOL B1 120.00 | 132 | b | ELMU | TRUE | null
542 | KFOL B2 120.00 | 132 | b | ELMU | TRUE | null
543 | KFOL K1 120.00 | 132 | b | ELMU | TRUE | null
544 | KFOL K2 120.00 | 132 | b | ELMU | TRUE | null
545 | KISP K1 120.00 | 132 | b | ELMU | TRUE | null
546 | KISPEGY1 120.00 | 132 | b | ELMU | TRUE | null
547 | KISPE P1 10.500 | 10.5 | b | MAVIR | TRUE | null
548 | KISPE P2 10.500 | 10.5 | b | MAVIR | TRUE | null
549 | KOBA B 120.00 | 132 | b | ELMU | TRUE | null
550 | KOBA K 120.00 | 132 | b | ELMU | TRUE | null
551 | KOTE GY1 120.00 | 132 | b | ELMU | TRUE | null
552 | LACZ P1 120.00 | 132 | b | ELMU | TRUE | null
553 | LAGY PA 120.00 | 132 | b | ELMU | TRUE | null
554 | LAGY PB 120.00 | 132 | b | ELMU | TRUE | null
555 | LESH P1 120.00 | 132 | b | ELMU | TRUE | null
556 | MFOL GY1 120.00 | 132 | b | ELMU | TRUE | null
557 | MFOL GY2 120.00 | 132 | b | ELMU | TRUE | null
558 | MFOLTGY1 120.00 | 132 | b | ELMU | TRUE | null
559 | MOL1 GY1 120.00 | 132 | b | MAVIR | TRUE | null
560 | MOL1 GY2 120.00 | 132 | b | MAVIR | TRUE | null
561 | MOL2 GY1 120.00 | 132 | b | MAVIR | TRUE | null
562 | MOL2 GY2 120.00 | 132 | b | MAVIR | TRUE | null
563 | NEPL B 120.00 | 132 | b | ELMU | TRUE | null
564 | NEPL K 120.00 | 132 | b | ELMU | TRUE | null
565 | PECL GY1 120.00 | 132 | b | ELMU | TRUE | null
566 | PERZ B 120.00 | 132 | b | ELMU | TRUE | null
567 | PERZ K 120.00 | 132 | b | ELMU | TRUE | null
568 | PLOR GY1 120.00 | 132 | b | ELMU | TRUE | null
569 | POMZ B1 120.00 | 132 | b | ELMU | TRUE | null
570 | POMZ K 120.00 | 132 | b | ELMU | TRUE | null
571 | RACK GY1 120.00 | 132 | b | ELMU | TRUE | null
572 | RFAL K1 120.00 | 132 | b | ELMU | TRUE | null
573 | RFAL K2 120.00 | 132 | b | ELMU | TRUE | null
574 | RFALTGY1 120.00 | 132 | b | ELMU | TRUE | null
575 | RFALTGY2 120.00 | 132 | b | ELMU | TRUE | null
576 | RKER GY1 120.00 | 132 | b | ELMU | TRUE | null
577 | RKER GY2 120.00 | 132 | b | ELMU | TRUE | null
578 | ROZS GY1 120.00 | 132 | b | ELMU | TRUE | null
579 | SOLY P1 120.00 | 132 | b | ELMU | TRUE | null
580 | SOLY P2 120.00 | 132 | b | ELMU | TRUE | null
581 | SOLYTGY1 120.00 | 132 | b | ELMU | TRUE | null
582 | SOLYTGY2 120.00 | 132 | b | ELMU | TRUE | null
583 | SORS B1 120.00 | 132 | b | ELMU | TRUE | null
584 | SORS B2 120.00 | 132 | b | ELMU | TRUE | null
585 | SORS K1 120.00 | 132 | b | ELMU | TRUE | null
586 | SORS K2 120.00 | 132 | b | ELMU | TRUE | null
587 | SZIH GY1 120.00 | 132 | b | ELMU | TRUE | null
588 | SZIH GY2 120.00 | 132 | b | ELMU | TRUE | null
589 | SZIHTGY1 120.00 | 132 | b | ELMU | TRUE | null
590 | SZIHTGY2 120.00 | 132 | b | ELMU | TRUE | null
591 | SZOD GY1 120.00 | 132 | b | ELMU | TRUE | null
592 | TAHI P2 120.00 | 132 | b | ELMU | TRUE | null
593 | TAHITGY2 120.00 | 132 | b | ELMU | TRUE | null
594 | UJPE P1 120.00 | 132 | b | ELMU | TRUE | null
595 | UJPE P3 120.00 | 132 | b | ELMU | TRUE | null
596 | UJPETGY1 120.00 | 132 | b | ELMU | TRUE | null
597 | UJPETGY2 120.00 | 132 | b | ELMU | TRUE | null
598 | ULLO GY1 120.00 | 132 | b | ELMU | TRUE | null
599 | UJHA GY1 120.00 | 132 | b | ELMU | TRUE | null
600 | VAC B 120.00 | 132 | b | ELMU | TRUE | null
601 | VAC K 120.00 | 132 | b | ELMU | TRUE | null
602 | VERM GY1 120.00 | 132 | b | ELMU | TRUE | null
603 | VERM GY2 120.00 | 132 | b | ELMU | TRUE | null
604 | VERS GY1 120.00 | 132 | b | ELMU | TRUE | null
605 | VIRA K 120.00 | 132 | b | ELMU | TRUE | null
606 | VIRA P1 120.00 | 132 | b | ELMU | TRUE | null
607 | VIZA GY1 120.00 | 132 | b | ELMU | TRUE | null
608 | VLIG K 120.00 | 132 | b | ELMU | TRUE | null
609 | VLIG B 120.00 | 132 | b | ELMU | TRUE | null
610 | WEST GY1 120.00 | 132 | b | ELMU | TRUE | null
613 | ORME B 120.00 | 132 | b | ELMU | TRUE | null
614 | ORME K 120.00 | 132 | b | ELMU | TRUE | null
615 | VECS B1 120.00 | 132 | b | ELMU | TRUE | null
616 | VECS K1 120.00 | 132 | b | ELMU | TRUE | null
617 | ZSIG GY1 120.00 | 132 | b | ELMU | TRUE | null
618 | AUDI GY1 120.00 | 132 | b | MAVIR | TRUE | null
619 | AUDI GY2 120.00 | 132 | b | MAVIR | TRUE | null
620 | AJED GY1 120.00 | 132 | b | EDASZ | TRUE | null
621 | AJED GY2 120.00 | 132 | b | EDASZ | TRUE | null
622 | AJKA B1 120.00 | 132 | b | EDASZ | TRUE | null
624 | AJKA ER2 120.00 | 132 | b | MAVIR | TRUE | null
626 | AJKA K1 120.00 | 132 | b | EDASZ | TRUE | null
627 | ANEP GY1 120.00 | 132 | b | EDASZ | TRUE | null
628 | DOOS GY3 120.00 | 132 | b | EDASZ | TRUE | null
629 | ALMF GY1 120.00 | 132 | b | EDASZ | TRUE | null
630 | BAKONAKU 120.00 | 132 | b | MAVIR | TRUE | null
631 | ASZF GY1 120.00 | 132 | b | EDASZ | TRUE | null
632 | BABA GY1 120.00 | 132 | b | EDASZ | TRUE | null
633 | BAKONPG1 120.00 | 132 | b | MAVIR | TRUE | null
634 | BAKONPG2 120.00 | 132 | b | MAVIR | TRUE | null
635 | BAKONGG1 15.750 | 15.75 | b | MAVIR | TRUE | null
636 | BAKONGG2 15.750 | 15.75 | b | MAVIR | TRUE | null
637 | BANH B 120.00 | 132 | b | EDASZ | TRUE | null
638 | BANH K 120.00 | 132 | b | EDASZ | TRUE | null
639 | BARA GY1 120.00 | 132 | b | EDASZ | TRUE | null
640 | BICS GY1 120.00 | 132 | b | EDASZ | TRUE | null
641 | DOOS GY2 120.00 | 132 | b | EDASZ | TRUE | null
642 | DOOS GY1 120.00 | 132 | b | EDASZ | TRUE | null
643 | CELD K1 120.00 | 132 | b | EDASZ | TRUE | null
644 | CSEG GY1 120.00 | 132 | b | EDASZ | TRUE | null
645 | CSOR GY1 120.00 | 132 | b | EDASZ | TRUE | null
646 | DORG B1 120.00 | 132 | b | EDASZ | TRUE | null
647 | DORG K1 120.00 | 132 | b | EDASZ | TRUE | null
648 | EGOM GY1 120.00 | 132 | b | EDASZ | TRUE | null
649 | FLCO GY 120.00 | 132 | b | EDASZ | TRUE | null
650 | FESZTP 120.00 | 132 | b | EDASZ | TRUE | null
651 | FESZ P1 120.00 | 132 | b | EDASZ | TRUE | null
652 | GMVG GY1 120.00 | 132 | b | EDASZ | TRUE | null
653 | GYRD GY1 120.00 | 132 | b | EDASZ | TRUE | null
654 | GYRE B 120.00 | 132 | b | EDASZ | TRUE | null
655 | GYRE K 120.00 | 132 | b | EDASZ | TRUE | null
656 | GYRK GY1 120.00 | 132 | b | EDASZ | TRUE | null
657 | GYRR GY1 120.00 | 132 | b | EDASZ | TRUE | null
658 | GYRR GY2 120.00 | 132 | b | EDASZ | TRUE | null
659 | GYRRTGY1 120.00 | 132 | b | EDASZ | TRUE | null
660 | GYRRTGY2 120.00 | 132 | b | EDASZ | TRUE | null
661 | GYME P1 120.00 | 132 | b | EDASZ | TRUE | null
662 | GYMETP1 120.00 | 132 | b | EDASZ | TRUE | null
663 | IKER GY1 120.00 | 132 | b | EDASZ | TRUE | null
664 | INAL GY1 120.00 | 132 | b | EDASZ | TRUE | null
665 | INAL GY2 120.00 | 132 | b | EDASZ | TRUE | null
666 | KAPU GY1 120.00 | 132 | b | EDASZ | TRUE | null
667 | KIGM K 120.00 | 132 | b | EDASZ | TRUE | null
668 | KIGM B1 120.00 | 132 | b | EDASZ | TRUE | null
669 | KISB GY1 120.00 | 132 | b | EDASZ | TRUE | null
670 | KIML B 120.00 | 132 | b | EDASZ | TRUE | null
671 | KIML K 120.00 | 132 | b | EDASZ | TRUE | null
672 | KIMM GY1 120.00 | 132 | b | EDASZ | TRUE | null
673 | KIMM GY2 120.00 | 132 | b | EDASZ | TRUE | null
674 | KIMMTGY1 120.00 | 132 | b | EDASZ | TRUE | null
675 | KIMMTGY2 120.00 | 132 | b | EDASZ | TRUE | null
676 | KOMA GY1 120.00 | 132 | b | EDASZ | TRUE | null
677 | KOIP B 120.00 | 132 | b | EDASZ | TRUE | null
678 | KOIP K 120.00 | 132 | b | EDASZ | TRUE | null
679 | KORM GY1 120.00 | 132 | b | EDASZ | TRUE | null
680 | KSZE GY1 120.00 | 132 | b | EDASZ | TRUE | null
681 | LABA GY1 120.00 | 132 | b | EDASZ | TRUE | null
682 | LENT 1 120.00 | 132 | b | EDASZ | TRUE | null
683 | LEPS 120.00 | 132 | b | EDASZ | TRUE | null
684 | LEPSTP 120.00 | 132 | b | EDASZ | TRUE | null
685 | LEST 120.00 | 132 | b | EDASZ | TRUE | null
686 | MOR GY1 120.00 | 132 | b | EDASZ | TRUE | null
687 | MOVR GY1 120.00 | 132 | b | EDASZ | TRUE | null
688 | MTIM P1 120.00 | 132 | b | EDASZ | TRUE | null
689 | MTIM P2 120.00 | 132 | b | EDASZ | TRUE | null
690 | MTIMTGY1 120.00 | 132 | b | EDASZ | TRUE | null
691 | MTIMTGY2 120.00 | 132 | b | EDASZ | TRUE | null
692 | NASZ GY1 120.00 | 132 | b | EDASZ | TRUE | null
693 | NASZ GY2 120.00 | 132 | b | EDASZ | TRUE | null
694 | NASZTGY1 120.00 | 132 | b | EDASZ | TRUE | null
695 | NASZTGY2 120.00 | 132 | b | EDASZ | TRUE | null
696 | NVAR P1 120.00 | 132 | b | EDASZ | TRUE | null
697 | NVAR P2 120.00 | 132 | b | EDASZ | TRUE | null
698 | NYRA GY1 120.00 | 132 | b | EDASZ | TRUE | null
699 | NYUF B 120.00 | 132 | b | EDASZ | TRUE | null
700 | NYUF K 120.00 | 132 | b | EDASZ | TRUE | null
701 | ORIP GY1 120.00 | 132 | b | EDASZ | TRUE | null
702 | OTTE P1 120.00 | 132 | b | EDASZ | TRUE | null
703 | OTTETP1 120.00 | 132 | b | EDASZ | TRUE | null
704 | PANK P2 120.00 | 132 | b | EDASZ | TRUE | null
705 | PANKTGY1 120.00 | 132 | b | EDASZ | TRUE | null
706 | PAPA GY1 120.00 | 132 | b | EDASZ | TRUE | null
707 | PETU GY1 120.00 | 132 | b | EDASZ | TRUE | null
708 | REPC 120.00 | 132 | b | EDASZ | TRUE | null
709 | RAKH GY1 120.00 | 132 | b | EDASZ | TRUE | null
710 | VARK B 120.00 | 132 | b | EDASZ | TRUE | null
711 | VARK K 120.00 | 132 | b | EDASZ | TRUE | null
712 | SKOV B 120.00 | 132 | b | EDASZ | TRUE | null
713 | SKOV K 120.00 | 132 | b | EDASZ | TRUE | null
714 | SOPK GY1 120.00 | 132 | b | EDASZ | TRUE | null
715 | SOPN GY1 120.00 | 132 | b | EDASZ | TRUE | null
716 | SUME GY1 120.00 | 132 | b | EDASZ | TRUE | null
717 | SZBA GY1 120.00 | 132 | b | EDASZ | TRUE | null
718 | SZFE GY1 120.00 | 132 | b | EDASZ | TRUE | null
719 | SZFN GY1 120.00 | 132 | b | EDASZ | TRUE | null
720 | SZFN PER 120.00 | 132 | b | EDASZ | TRUE | null
721 | SZFV GY1 120.00 | 132 | b | EDASZ | TRUE | null
722 | SZGO GY1 120.00 | 132 | b | EDASZ | TRUE | null
723 | SZLS P1 120.00 | 132 | b | EDASZ | TRUE | null
724 | SZLS P2 120.00 | 132 | b | EDASZ | TRUE | null
725 | SZOM B 120.00 | 132 | b | EDASZ | TRUE | null
726 | SZOM K 120.00 | 132 | b | EDASZ | TRUE | null
727 | TABG K2 120.00 | 132 | b | EDASZ | TRUE | null
728 | TABG K 120.00 | 132 | b | EDASZ | TRUE | null
729 | TABM GY1 120.00 | 132 | b | EDASZ | TRUE | null
730 | TABM GY2 120.00 | 132 | b | EDASZ | TRUE | null
731 | TABMTGY1 120.00 | 132 | b | EDASZ | TRUE | null
732 | TABMTGY2 120.00 | 132 | b | EDASZ | TRUE | null
733 | TAPO GY1 120.00 | 132 | b | EDASZ | TRUE | null
734 | ZALH 120.00 | 132 | b | EDASZ | TRUE | null
735 | TATA GY1 120.00 | 132 | b | EDASZ | TRUE | null
736 | TBIP K 120.00 | 132 | b | EDASZ | TRUE | null
737 | TBIP B 120.00 | 132 | b | EDASZ | TRUE | null
738 | TET GY1 120.00 | 132 | b | EDASZ | TRUE | null
739 | TIMF GY1 120.00 | 132 | b | EDASZ | TRUE | null
740 | TIMFTGY1 120.00 | 132 | b | EDASZ | TRUE | null
741 | TIMF GY2 120.00 | 132 | b | EDASZ | TRUE | null
742 | TORAYGY1 120.00 | 132 | b | EDASZ | TRUE | null
743 | VARP GY1 120.00 | 132 | b | EDASZ | TRUE | null
744 | VESZ GY1 120.00 | 132 | b | EDASZ | TRUE | null
745 | VEVA 120.00 | 132 | b | EDASZ | TRUE | null
746 | VOGN P1 120.00 | 132 | b | EDASZ | TRUE | null
747 | VOGN P2 120.00 | 132 | b | EDASZ | TRUE | null
748 | VOGNTGY1 120.00 | 132 | b | EDASZ | TRUE | null
749 | VOGNTGY2 120.00 | 132 | b | EDASZ | TRUE | null
750 | VSZE GY1 120.00 | 132 | b | EDASZ | TRUE | null
751 | ZALA GY1 120.00 | 132 | b | EDASZ | TRUE | null
752 | ZALD GY1 120.00 | 132 | b | EDASZ | TRUE | null
753 | CSAB GY1 120.00 | 132 | b | EDASZ | TRUE | null
754 | SZFD GY1 120.00 | 132 | b | EDASZ | TRUE | null
755 | SZHE 120.00 | 132 | b | EDASZ | TRUE | null
756 | GYIP GY1 120.00 | 132 | b | EDASZ | TRUE | null
757 | ISZK 120.00 | 132 | b | EDASZ | TRUE | null
758 | BOENYP1 120.00 | 132 | b | MAVIR | TRUE | null
759 | SKBH 1 120.00 | 132 | b | EDASZ | TRUE | null
760 | SKBM 1 120.00 | 132 | b | EDASZ | TRUE | null
761 | IKES 120.00 | 132 | b | EDASZ | TRUE | null
762 | KASP 120.00 | 132 | b | EDASZ | TRUE | null
763 | KIGA 120.00 | 132 | b | EDASZ | TRUE | null
764 | KIGB 120.00 | 132 | b | EDASZ | TRUE | null
765 | KIGC 120.00 | 132 | b | EDASZ | TRUE | null
766 | MLSZ 120.00 | 132 | b | EDASZ | TRUE | null
767 | MSZE 120.00 | 132 | b | EDASZ | TRUE | null
768 | SBXX 120.00 | 132 | b | EDASZ | TRUE | null
769 | NLOZSP1 120.00 | 132 | b | EDASZ | TRUE | null
770 | SOTAV 120.00 | 132 | b | EDASZ | TRUE | null
771 | ZGRO 120.00 | 132 | b | EDASZ | TRUE | null
772 | ZIRC 120.00 | 132 | b | EDASZ | TRUE | null
773 | BALI 120.00 | 132 | b | EDASZ | TRUE | null
774 | BABR K1 120.00 | 132 | b | EMASZ | TRUE | null
775 | BCGA B 120.00 | 132 | b | EMASZ | TRUE | null
776 | BCGA K 120.00 | 132 | b | EMASZ | TRUE | null
777 | BGYA K1 120.00 | 132 | b | EMASZ | TRUE | null
778 | BNAD B 120.00 | 132 | b | EMASZ | TRUE | null
779 | BNAD K 120.00 | 132 | b | EMASZ | TRUE | null
780 | BODR GY1 120.00 | 132 | b | EMASZ | TRUE | null
781 | BVK B 120.00 | 132 | b | EMASZ | TRUE | null
782 | BVK K 120.00 | 132 | b | EMASZ | TRUE | null
783 | DUSN B 120.00 | 132 | b | EMASZ | TRUE | null
784 | DIMA B 120.00 | 132 | b | EMASZ | TRUE | null
785 | DIMA K 120.00 | 132 | b | EMASZ | TRUE | null
786 | MKCE PTR 120.00 | 132 | b | EMASZ | TRUE | null
787 | EGER K1 120.00 | 132 | b | EMASZ | TRUE | null
788 | EGES K1 120.00 | 132 | b | EMASZ | TRUE | null
789 | ENCS K1 120.00 | 132 | b | EMASZ | TRUE | null
790 | ENCS K2 120.00 | 132 | b | EMASZ | TRUE | null
791 | FUZA B 120.00 | 132 | b | EMASZ | TRUE | null
792 | FUZA K 120.00 | 132 | b | EMASZ | TRUE | null
793 | GYHALGY1 120.00 | 132 | b | EMASZ | TRUE | null
794 | GYON K1 120.00 | 132 | b | EMASZ | TRUE | null
795 | HALM GY1 120.00 | 132 | b | EMASZ | TRUE | null
796 | HATM B 120.00 | 132 | b | EMASZ | TRUE | null
797 | HATM K 120.00 | 132 | b | EMASZ | TRUE | null
798 | HATV GY1 120.00 | 132 | b | EMASZ | TRUE | null
799 | HEVE GY1 120.00 | 132 | b | EMASZ | TRUE | null
800 | JBER K1 120.00 | 132 | b | EMASZ | TRUE | null
801 | KBAR P1 120.00 | 132 | b | EMASZ | TRUE | null
802 | KBAR P2 120.00 | 132 | b | EMASZ | TRUE | null
803 | KFAL K1 120.00 | 132 | b | EMASZ | TRUE | null
804 | KORE K1 120.00 | 132 | b | EMASZ | TRUE | null
805 | LORI B1 120.00 | 132 | b | EMASZ | TRUE | null
806 | LORI K1 120.00 | 132 | b | EMASZ | TRUE | null
807 | LORIGPGT 120.00 | 132 | b | MAVIR | TRUE | null
808 | LORIGP1 15.750 | 15.75 | b | MAVIR | TRUE | null
809 | MDEL K1 120.00 | 132 | b | EMASZ | TRUE | null
810 | MESZ GY1 120.00 | 132 | b | EMASZ | TRUE | null
811 | MAKL K1 120.00 | 132 | b | EMASZ | TRUE | null
812 | MKOV K1 120.00 | 132 | b | EMASZ | TRUE | null
813 | MNYU B 120.00 | 132 | b | EMASZ | TRUE | null
814 | MNYU K 120.00 | 132 | b | EMASZ | TRUE | null
815 | NAGK K1 120.00 | 132 | b | EMASZ | TRUE | null
816 | PUTN GY1 120.00 | 132 | b | EMASZ | TRUE | null
817 | NBAT B 120.00 | 132 | b | EMASZ | TRUE | null
818 | NBAT K 120.00 | 132 | b | EMASZ | TRUE | null
819 | NOGR K1 120.00 | 132 | b | EMASZ | TRUE | null
820 | NYEK GY1 120.00 | 132 | b | EMASZ | TRUE | null
821 | NYEM B 120.00 | 132 | b | EMASZ | TRUE | null
822 | NYEM K 120.00 | 132 | b | EMASZ | TRUE | null
823 | PASZ P1 120.00 | 132 | b | EMASZ | TRUE | null
824 | PASZTGY1 120.00 | 132 | b | EMASZ | TRUE | null
825 | OZDC K1 120.00 | 132 | b | EMASZ | TRUE | null
826 | OZDE K1 120.00 | 132 | b | EMASZ | TRUE | null
827 | RECS P1 120.00 | 132 | b | EMASZ | TRUE | null
828 | RECSTGY1 120.00 | 132 | b | EMASZ | TRUE | null
829 | RETS K1 120.00 | 132 | b | EMASZ | TRUE | null
830 | SAJIF1FO 120.00 | 132 | b | EMASZ | TRUE | null
831 | SULY K1 120.00 | 132 | b | EMASZ | TRUE | null
832 | SIAD GY1 120.00 | 132 | b | EMASZ | TRUE | null
833 | STAR GY1 120.00 | 132 | b | EMASZ | TRUE | null
834 | SZEC P1 120.00 | 132 | b | EMASZ | TRUE | null
835 | SZECTP 120.00 | 132 | b | EMASZ | TRUE | null
836 | SZER K1 120.00 | 132 | b | EMASZ | TRUE | null
837 | THIN P1 120.00 | 132 | b | EMASZ | TRUE | null
838 | SZHAL GY1 120.00 | 132 | b | EMASZ | TRUE | null
839 | TIFO P1 120.00 | 132 | b | EMASZ | TRUE | null
840 | TIFO P2 120.00 | 132 | b | EMASZ | TRUE | null
841 | TIFOTGY2 120.00 | 132 | b | EMASZ | TRUE | null
842 | OSZL B 120.00 | 132 | b | EMASZ | TRUE | null
843 | OSZL K 120.00 | 132 | b | EMASZ | TRUE | null
844 | TUJV 1 120.00 | 132 | b | EMASZ | TRUE | null
845 | TVK 1F1 120.00 | 132 | b | EMASZ | TRUE | null
846 | TVK 1F2 120.00 | 132 | b | EMASZ | TRUE | null
847 | TVK 1F3 120.00 | 132 | b | EMASZ | TRUE | null
848 | TVK 2F1 120.00 | 132 | b | EMASZ | TRUE | null
849 | TVK 2F2 120.00 | 132 | b | EMASZ | TRUE | null
850 | TVK 2F3 120.00 | 132 | b | EMASZ | TRUE | null
851 | TVK P1 120.00 | 132 | b | EMASZ | TRUE | null
852 | TVK P2 120.00 | 132 | b | EMASZ | TRUE | null
853 | TVK P3 120.00 | 132 | b | EMASZ | TRUE | null
854 | MBOG K1 120.00 | 132 | b | EMASZ | TRUE | null
855 | BAKTAK1 120.00 | 132 | b | TITASZ | TRUE | null
856 | BUJF K1 120.00 | 132 | b | TITASZ | TRUE | null
857 | BUJV K1 120.00 | 132 | b | TITASZ | TRUE | null
858 | DBDK GY1 120.00 | 132 | b | TITASZ | TRUE | null
859 | DBIP P1 120.00 | 132 | b | TITASZ | TRUE | null
860 | DBIP P2 120.00 | 132 | b | TITASZ | TRUE | null
861 | DBIPTK1 120.00 | 132 | b | TITASZ | TRUE | null
862 | DBIPTK2 120.00 | 132 | b | TITASZ | TRUE | null
863 | DBTOCGY1 120.00 | 132 | b | TITASZ | TRUE | null
864 | DDEL GY1 120.00 | 132 | b | TITASZ | TRUE | null
865 | DKCE P1 120.00 | 132 | b | TITASZ | TRUE | null
866 | DKCE GEP 10.500 | 10.5 | b | MAVIR | TRUE | null
867 | DEBE 120.00 | 132 | b | TITASZ | TRUE | null
868 | DKOZPP1 120.00 | 132 | b | TITASZ | TRUE | null
869 | DKOZPP2 120.00 | 132 | b | TITASZ | TRUE | null
870 | DMGM GY1 120.00 | 132 | b | TITASZ | TRUE | null
871 | EBESMK1 120.00 | 132 | b | TITASZ | TRUE | null
872 | FGYA K1 120.00 | 132 | b | TITASZ | TRUE | null
873 | HBOSZK1 120.00 | 132 | b | TITASZ | TRUE | null
874 | HNAN K1 120.00 | 132 | b | TITASZ | TRUE | null
875 | HSZOBK1 120.00 | 132 | b | TITASZ | TRUE | null
876 | IBRANK1 120.00 | 132 | b | TITASZ | TRUE | null
877 | KARCMK1 120.00 | 132 | b | TITASZ | TRUE | null
878 | KARCTK1 120.00 | 132 | b | TITASZ | TRUE | null
879 | KISVTP1 120.00 | 132 | b | TITASZ | TRUE | null
880 | KISVTP2 120.00 | 132 | b | TITASZ | TRUE | null
881 | MADA GY1 120.00 | 132 | b | TITASZ | TRUE | null
882 | KUNSZK1 120.00 | 132 | b | TITASZ | TRUE | null
883 | NYLE K1 120.00 | 132 | b | TITASZ | TRUE | null
884 | LETA K1 120.00 | 132 | b | TITASZ | TRUE | null
885 | LETA K2 120.00 | 132 | b | TITASZ | TRUE | null
886 | MAFU K1 120.00 | 132 | b | TITASZ | TRUE | null
887 | MSZALK1 120.00 | 132 | b | TITASZ | TRUE | null
888 | MTUR B 120.00 | 132 | b | TITASZ | TRUE | null
889 | MTUR K 120.00 | 132 | b | TITASZ | TRUE | null
890 | NADU K1 120.00 | 132 | b | TITASZ | TRUE | null
891 | NYAD K1 120.00 | 132 | b | TITASZ | TRUE | null
892 | NYBO 1 120.00 | 132 | b | TITASZ | TRUE | null
893 | NYID P1 120.00 | 132 | b | TITASZ | TRUE | null
894 | NYID P2 120.00 | 132 | b | TITASZ | TRUE | null
895 | NYIDTK1 120.00 | 132 | b | TITASZ | TRUE | null
896 | NYIDTK2 120.00 | 132 | b | TITASZ | TRUE | null
897 | NYIP 1 120.00 | 132 | b | TITASZ | TRUE | null
898 | NYIRBK1 120.00 | 132 | b | TITASZ | TRUE | null
899 | NYIRKK1 120.00 | 132 | b | TITASZ | TRUE | null
900 | NYIRMK1 120.00 | 132 | b | TITASZ | TRUE | null
901 | NYIRMK2 120.00 | 132 | b | TITASZ | TRUE | null
902 | NYIRSB 120.00 | 132 | b | TITASZ | TRUE | null
903 | NYIRSK 120.00 | 132 | b | TITASZ | TRUE | null
904 | NYKCEP12 120.00 | 132 | b | TITASZ | TRUE | null
905 | PLAD K1 120.00 | 132 | b | TITASZ | TRUE | null
906 | POLG K1 120.00 | 132 | b | TITASZ | TRUE | null
907 | SZAE GY1 120.00 | 132 | b | TITASZ | TRUE | null
908 | SZAJMK1 120.00 | 132 | b | TITASZ | TRUE | null
909 | SZARVK1 120.00 | 132 | b | TITASZ | TRUE | null
910 | SZBE GY1 120.00 | 132 | b | TITASZ | TRUE | null
911 | SZGH K1 120.00 | 132 | b | TITASZ | TRUE | null
912 | SZOLDP1 120.00 | 132 | b | TITASZ | TRUE | null
913 | SZOLDP2 120.00 | 132 | b | TITASZ | TRUE | null
914 | SZOLEK1 120.00 | 132 | b | TITASZ | TRUE | null
915 | SZOLIGY1 120.00 | 132 | b | TITASZ | TRUE | null
916 | SZOLIGY2 120.00 | 132 | b | TITASZ | TRUE | null
917 | SZOLIT1 120.00 | 132 | b | TITASZ | TRUE | null
918 | SZOLIT2 120.00 | 132 | b | TITASZ | TRUE | null
919 | TFUR 120.00 | 132 | b | TITASZ | TRUE | null
920 | TIKE K1 120.00 | 132 | b | TITASZ | TRUE | null
921 | TIORVK1 120.00 | 132 | b | TITASZ | TRUE | null
922 | TPUS GY1 120.00 | 132 | b | TITASZ | TRUE | null
923 | TPUSTP1 120.00 | 132 | b | TITASZ | TRUE | null
924 | TPUSTP2 120.00 | 132 | b | TITASZ | TRUE | null
925 | TSZM K1 120.00 | 132 | b | TITASZ | TRUE | null
926 | TSZM K2 120.00 | 132 | b | TITASZ | TRUE | null
927 | TURK GY1 120.00 | 132 | b | TITASZ | TRUE | null
928 | TUJVN 120.00 | 132 | b | TITASZ | TRUE | null
929 | TUZS K1 120.00 | 132 | b | TITASZ | TRUE | null
930 | TUZS K2 120.00 | 132 | b | TITASZ | TRUE | null
931 | TUZSTK1 120.00 | 132 | b | TITASZ | TRUE | null
932 | TUZSTK2 120.00 | 132 | b | TITASZ | TRUE | null
933 | UJSZMK1 120.00 | 132 | b | TITASZ | TRUE | null
934 | VNAM K1 120.00 | 132 | b | TITASZ | TRUE | null
935 | KABA1GY1 120.00 | 132 | b | TITASZ | TRUE | null
936 | MACS B 120.00 | 132 | b | TITASZ | TRUE | null
937 | MACS K 120.00 | 132 | b | TITASZ | TRUE | null
938 | BESE 120.00 | 132 | b | TITASZ | TRUE | null
939 | BALK GY1 120.00 | 132 | b | TITASZ | TRUE | null
940 | SENY GY1 120.00 | 132 | b | TITASZ | TRUE | null
941 | GODGTGY1 11.500 | 11.5 | b | MAVIR | TRUE | null
942 | BAKA PV 120.00 | 132 | b | MAVIR | TRUE | null
943 | NYRD PV 400.00 | 400 | b | MAVIR | TRUE | null
944 | NYRD P1 18.000 | 18 | b | MAVIR | TRUE | null
945 | NYRD P2 18.000 | 18 | b | MAVIR | TRUE | null
946 | NYRD1 PV 120.00 | 132 | b | MAVIR | TRUE | null
947 | NYRD2 PV 120.00 | 132 | b | MAVIR | TRUE | null
948 | BALO P1 400.00 | 400 | b | MAVIR | TRUE | null
949 | BALO PV 120.00 | 132 | b | MAVIR | TRUE | null
950 | BALO P1 18.000 | 18 | b | MAVIR | TRUE | null
951 | CECE PV1 120.00 | 132 | b | MAVIR | TRUE | null
952 | CECE PV2 120.00 | 132 | b | MAVIR | TRUE | null
953 | CECE PV3 120.00 | 132 | b | MAVIR | TRUE | null
954 | CECE PV4 120.00 | 132 | b | MAVIR | TRUE | null
955 | VADO PV 400.00 | 400 | b | MAVIR | TRUE | null
956 | VADO PV1 120.00 | 132 | b | MAVIR | TRUE | null
957 | VADO PV2 120.00 | 132 | b | MAVIR | TRUE | null
958 | VADO PV3 120.00 | 132 | b | MAVIR | TRUE | null
959 | VADO P1 18.000 | 18 | b | MAVIR | TRUE | null
960 | VADO P2 18.000 | 18 | b | MAVIR | TRUE | null
961 | VADO P3 18.000 | 18 | b | MAVIR | TRUE | null
962 | ACEL 221 22.000 | 22 | b | EMASZ | TRUE | null
963 | AJED 22A 22.000 | 22 | b | EDASZ | TRUE | null
964 | AJED 22B 22.000 | 22 | b | EDASZ | TRUE | null
965 | AJED 351 35.000 | 35 | b | EDASZ | TRUE | null
966 | AJED 352 35.000 | 35 | b | EDASZ | TRUE | null
971 | AJKA 11K 11.000 | 11 | b | EDASZ | TRUE | null
972 | ALBF 11A 11.000 | 11 | b | ELMU | TRUE | null
973 | ALBF 11C 11.000 | 11 | b | ELMU | TRUE | null
974 | ALMF 111 11.000 | 11 | b | EDASZ | TRUE | null
976 | ANGY 11A 11.000 | 11 | b | ELMU | TRUE | null
977 | ANGY 11B 11.000 | 11 | b | ELMU | TRUE | null
978 | ANGY 11C 11.000 | 11 | b | ELMU | TRUE | null
979 | ASZF 22A 22.000 | 22 | b | EDASZ | TRUE | null
980 | ASZF 22B 22.000 | 22 | b | EDASZ | TRUE | null
981 | BABA 221 22.000 | 22 | b | EDASZ | TRUE | null
982 | BABR 351 35.000 | 35 | b | EMASZ | TRUE | null
983 | BABR 352 35.000 | 35 | b | EMASZ | TRUE | null
984 | BAKT 221 22.000 | 22 | b | TITASZ | TRUE | null
986 | BANH 221 22.000 | 22 | b | EDASZ | TRUE | null
987 | BANH 222 22.000 | 22 | b | EDASZ | TRUE | null
988 | BANH 223 22.000 | 22 | b | EDASZ | TRUE | null
989 | BARA 221 22.000 | 22 | b | EDASZ | TRUE | null
990 | BARA 222 22.000 | 22 | b | EDASZ | TRUE | null
991 | BARCS221 22.000 | 22 | b | DEDASZ | TRUE | null
993 | BCGA 61 6.0000 | 6 | b | EMASZ | TRUE | null
994 | BCGA 62 6.0000 | 6 | b | EMASZ | TRUE | null
995 | BCGA 63 6.0000 | 6 | b | EMASZ | TRUE | null
996 | BCGA 64 6.0000 | 6 | b | EMASZ | TRUE | null
997 | BCGA 65 6.0000 | 6 | b | EMASZ | TRUE | null
998 | BCGA 66 6.0000 | 6 | b | EMASZ | TRUE | null
999 | BEKM 11A 11.000 | 11 | b | ELMU | TRUE | null
1001 | BELEM25A 25.000 | 25 | b | DEDASZ | TRUE | null
1002 | BELEM25B 25.000 | 25 | b | DEDASZ | TRUE | null
1003 | BERE 61 6.0000 | 6 | b | DEDASZ | TRUE | null
1005 | BFOL 22A 22.000 | 22 | b | DEDASZ | TRUE | null
1006 | BFOL 22B 22.000 | 22 | b | DEDASZ | TRUE | null
1007 | BFOL 25C 25.000 | 25 | b | DEDASZ | TRUE | null
1008 | BFOL 25D 25.000 | 25 | b | DEDASZ | TRUE | null
1009 | BGYA 221 22.000 | 22 | b | EMASZ | TRUE | null
1011 | BIAT 221 22.000 | 22 | b | ELMU | TRUE | null
1012 | BIAT 222 22.000 | 22 | b | ELMU | TRUE | null
1013 | BIAT 25A 25.000 | 25 | b | ELMU | TRUE | null
1014 | BIAT 25B 25.000 | 25 | b | ELMU | TRUE | null
1015 | BICS 221 22.000 | 22 | b | EDASZ | TRUE | null
1016 | BICS 222 22.000 | 22 | b | EDASZ | TRUE | null
1017 | BICS 223 22.000 | 22 | b | EDASZ | TRUE | null
1018 | BNAD 221 22.000 | 22 | b | EMASZ | TRUE | null
1020 | BOGL 221 22.000 | 22 | b | DEDASZ | TRUE | null
1021 | BOGL 222 22.000 | 22 | b | DEDASZ | TRUE | null
1022 | BONY 221 22.000 | 22 | b | DEDASZ | TRUE | null
1024 | BOENY331 33.000 | 33 | b | MAVIR | TRUE | null
1025 | BUDO 221 22.000 | 22 | b | ELMU | TRUE | null
1027 | BUDO 223 22.000 | 22 | b | ELMU | TRUE | null
1028 | BUJF 221 22.000 | 22 | b | TITASZ | TRUE | null
1030 | BUJV 221 22.000 | 22 | b | TITASZ | TRUE | null
1031 | BUKO 11A 11.000 | 11 | b | ELMU | TRUE | null
1032 | BUKO 11B 11.000 | 11 | b | ELMU | TRUE | null
1033 | BVK 111 11.000 | 11 | b | EMASZ | TRUE | null
1034 | BVK 112 11.000 | 11 | b | EMASZ | TRUE | null
1035 | BVK 221 22.000 | 22 | b | EMASZ | TRUE | null
1036 | BVK 222 22.000 | 22 | b | EMASZ | TRUE | null
1037 | BVK 223 22.000 | 22 | b | EMASZ | TRUE | null
1038 | BVK 351 35.000 | 35 | b | EMASZ | TRUE | null
1039 | BVK 353 35.000 | 35 | b | EMASZ | TRUE | null
1040 | BVK 61 6.0000 | 6 | b | EMASZ | TRUE | null
1041 | BVK 62 6.0000 | 6 | b | EMASZ | TRUE | null
1042 | BVK 63 6.0000 | 6 | b | EMASZ | TRUE | null
1043 | BVK 64 6.0000 | 6 | b | EMASZ | TRUE | null
1044 | BVK 65 6.0000 | 6 | b | EMASZ | TRUE | null
1045 | CELD 22C 22.000 | 22 | b | EDASZ | TRUE | null
1047 | CELD 25A 25.000 | 25 | b | EDASZ | TRUE | null
1048 | CELD 25B 25.000 | 25 | b | EDASZ | TRUE | null
1049 | COCA 31 3.0000 | 3 | b | ELMU | TRUE | null
1050 | COCA 32 3.0000 | 3 | b | ELMU | TRUE | null
1051 | COCA 33 3.0000 | 3 | b | ELMU | TRUE | null
1052 | CSAR 11A 11.000 | 11 | b | ELMU | TRUE | null
1054 | CSAR 11C 11.000 | 11 | b | ELMU | TRUE | null
1055 | CSEA 11A 11.000 | 11 | b | ELMU | TRUE | null
1057 | CSEG 221 22.000 | 22 | b | EDASZ | TRUE | null
1059 | CSEP 11B 11.000 | 11 | b | ELMU | TRUE | null
1061 | CSOR 22B 22.000 | 22 | b | EDASZ | TRUE | null
1062 | CSOR 25C 25.000 | 25 | b | EDASZ | TRUE | null
1063 | CSOR 25D 25.000 | 25 | b | EDASZ | TRUE | null
1064 | CSUR 221 22.000 | 22 | b | DEDASZ | TRUE | null
1065 | CSUR 62 6.0000 | 6 | b | DEDASZ | TRUE | null
1066 | DAM 353 35.000 | 35 | b | EMASZ | TRUE | null
1068 | DBDK 112 11.000 | 11 | b | TITASZ | TRUE | null
1070 | DBIP 22B 22.000 | 22 | b | TITASZ | TRUE | null
1071 | DBTOC11A 11.000 | 11 | b | TITASZ | TRUE | null
1075 | DCM 63 6.0000 | 6 | b | ELMU | TRUE | null
1077 | DDEL 222 22.000 | 22 | b | TITASZ | TRUE | null
1078 | DDEL 223 22.000 | 22 | b | TITASZ | TRUE | null
1079 | DEBR 112 11.000 | 11 | b | TITASZ | TRUE | null
1081 | DEBR 221 22.000 | 22 | b | TITASZ | TRUE | null
1082 | DEBR 223 22.000 | 22 | b | TITASZ | TRUE | null
1083 | DETK 353 35.000 | 35 | b | EMASZ | TRUE | null
1084 | DETK 354 35.000 | 35 | b | EMASZ | TRUE | null
1085 | DETK 61 6.0000 | 6 | b | EMASZ | TRUE | null
1086 | DETK 62 6.0000 | 6 | b | EMASZ | TRUE | null
1087 | DFOL 221 22.000 | 22 | b | DEDASZ | TRUE | null
1088 | DFOL 223 22.000 | 22 | b | DEDASZ | TRUE | null
1089 | DIOS 22A 22.000 | 22 | b | ELMU | TRUE | null
1090 | DIOS 22B 22.000 | 22 | b | ELMU | TRUE | null
1092 | DKOZP112 11.000 | 11 | b | TITASZ | TRUE | null
1093 | DMGM 111 11.000 | 11 | b | TITASZ | TRUE | null
1095 | DOMB 221 22.000 | 22 | b | DEDASZ | TRUE | null
1097 | DORG 221 22.000 | 22 | b | EDASZ | TRUE | null
1098 | DORG 222 22.000 | 22 | b | EDASZ | TRUE | null
1099 | DORG 223 22.000 | 22 | b | EDASZ | TRUE | null
1100 | DUJF 221 22.000 | 22 | b | DEDASZ | TRUE | null
1101 | DUJO 114 11.000 | 11 | b | DEDASZ | TRUE | null
1102 | DUJO2115 11.000 | 11 | b | DEDASZ | TRUE | null
1104 | DUJP 112 11.000 | 11 | b | DEDASZ | TRUE | null
1105 | DUJP 221 22.000 | 22 | b | DEDASZ | TRUE | null
1106 | DUJP 222 22.000 | 22 | b | DEDASZ | TRUE | null
1107 | DUJV 113 11.000 | 11 | b | DEDASZ | TRUE | null
1108 | DUJV 114 11.000 | 11 | b | DEDASZ | TRUE | null
1109 | DUJV 223 22.000 | 22 | b | DEDASZ | TRUE | null
1110 | DUJV 224 22.000 | 22 | b | DEDASZ | TRUE | null
1111 | DUJV211A 11.000 | 11 | b | DEDASZ | TRUE | null
1112 | DUKE 221 22.000 | 22 | b | ELMU | TRUE | null
1113 | DUKE 222 22.000 | 22 | b | ELMU | TRUE | null
1114 | DUME 612 6.0000 | 6 | b | ELMU | TRUE | null
1115 | DUVA 221 22.000 | 22 | b | ELMU | TRUE | null
1116 | DUVA 222 22.000 | 22 | b | ELMU | TRUE | null
1117 | DUVA 223 22.000 | 22 | b | ELMU | TRUE | null
1118 | DUVA 224 22.000 | 22 | b | ELMU | TRUE | null
1119 | EBESM25A 25.000 | 25 | b | TITASZ | TRUE | null
1120 | EBESM25B 25.000 | 25 | b | TITASZ | TRUE | null
1121 | EGER 221 22.000 | 22 | b | EMASZ | TRUE | null
1122 | EGER 222 22.000 | 22 | b | EMASZ | TRUE | null
1124 | EGER 352 35.000 | 35 | b | EMASZ | TRUE | null
1126 | EGES 111 11.000 | 11 | b | EMASZ | TRUE | null
1127 | EGES 112 11.000 | 11 | b | EMASZ | TRUE | null
1128 | EGFU K41 0.4000 | 0.4 | b | EMASZ | TRUE | null
1129 | EGFU K42 0.4000 | 0.4 | b | EMASZ | TRUE | null
1130 | EGFU K43 0.4000 | 0.4 | b | EMASZ | TRUE | null
1131 | EGFU K44 0.4000 | 0.4 | b | EMASZ | TRUE | null
1132 | EGOM 111 11.000 | 11 | b | EDASZ | TRUE | null
1133 | EGOM 113 11.000 | 11 | b | EDASZ | TRUE | null
1134 | EGOM 221 22.000 | 22 | b | EDASZ | TRUE | null
1135 | EGOM 222 22.000 | 22 | b | EDASZ | TRUE | null
1136 | EGOM 223 22.000 | 22 | b | EDASZ | TRUE | null
1137 | ENCS 11A 11.000 | 11 | b | EMASZ | TRUE | null
1138 | ENCS 22A 22.000 | 22 | b | EMASZ | TRUE | null
1140 | ENCS 25C 25.000 | 25 | b | EMASZ | TRUE | null
1142 | ERD 221 22.000 | 22 | b | ELMU | TRUE | null
1144 | ERD 25A 25.000 | 25 | b | ELMU | TRUE | null
1145 | ERD 25B 25.000 | 25 | b | ELMU | TRUE | null
1146 | ERD 25C 25.000 | 25 | b | ELMU | TRUE | null
1147 | ERD 25D 25.000 | 25 | b | ELMU | TRUE | null
1148 | ERZS 11A 11.000 | 11 | b | ELMU | TRUE | null
1149 | ERZS 11B 11.000 | 11 | b | ELMU | TRUE | null
1150 | FEBA 22A 22.000 | 22 | b | ELMU | TRUE | null
1151 | FEBA 22B 22.000 | 22 | b | ELMU | TRUE | null
1152 | FESZ 22 22.000 | 22 | b | EDASZ | TRUE | null
1153 | FGYA 221 22.000 | 22 | b | TITASZ | TRUE | null
1155 | FLCO 22 22.000 | 22 | b | EDASZ | TRUE | null
1157 | FOT 222 22.000 | 22 | b | ELMU | TRUE | null
1158 | FURE 11 11.000 | 11 | b | ELMU | TRUE | null
1159 | FUZA 25A 25.000 | 25 | b | EMASZ | TRUE | null
1160 | FUZA 25B 25.000 | 25 | b | EMASZ | TRUE | null
1161 | FZSO 221 22.000 | 22 | b | EMASZ | TRUE | null
1163 | FZSO 223 22.000 | 22 | b | EMASZ | TRUE | null
1164 | FZSO 351 35.000 | 35 | b | EMASZ | TRUE | null
1166 | FZSO 353 35.000 | 35 | b | EMASZ | TRUE | null
1168 | GANZ 112 11.000 | 11 | b | ELMU | TRUE | null
1169 | GEUK 11 11.000 | 11 | b | ELMU | TRUE | null
1170 | GMVG 111 11.000 | 11 | b | EDASZ | TRUE | null
1171 | GMVG 112 11.000 | 11 | b | EDASZ | TRUE | null
1172 | GMVG 221 22.000 | 22 | b | EDASZ | TRUE | null
1173 | GMVG 222 22.000 | 22 | b | EDASZ | TRUE | null
1174 | GODO 221 22.000 | 22 | b | ELMU | TRUE | null
1176 | GODO 223 22.000 | 22 | b | ELMU | TRUE | null
1177 | GYIP 221 22.000 | 22 | b | EDASZ | TRUE | null
1178 | GYON 111 11.000 | 11 | b | EMASZ | TRUE | null
1179 | GYON 112 11.000 | 11 | b | EMASZ | TRUE | null
1181 | GYON 221 22.000 | 22 | b | EMASZ | TRUE | null
1182 | GYON 222 22.000 | 22 | b | EMASZ | TRUE | null
1184 | GYRD 11B 11.000 | 11 | b | EDASZ | TRUE | null
1186 | GYRD 22A 22.000 | 22 | b | EDASZ | TRUE | null
1188 | GYRE 222 22.000 | 22 | b | EDASZ | TRUE | null
1189 | GYRE 223 22.000 | 22 | b | EDASZ | TRUE | null
1190 | GYRE 224 22.000 | 22 | b | EDASZ | TRUE | null
1191 | GYRK 221 22.000 | 22 | b | EDASZ | TRUE | null
1192 | GYRK 222 22.000 | 22 | b | EDASZ | TRUE | null
1193 | GYRR 221 22.000 | 22 | b | EDASZ | TRUE | null
1194 | GYRR 222 22.000 | 22 | b | EDASZ | TRUE | null
1195 | HANK 61 6.0000 | 6 | b | DEDASZ | TRUE | null
1196 | HANK 62 6.0000 | 6 | b | DEDASZ | TRUE | null
1197 | HATM 25A 25.000 | 25 | b | EMASZ | TRUE | null
1198 | HATM 25B 25.000 | 25 | b | EMASZ | TRUE | null
1199 | HATV 221 22.000 | 22 | b | EMASZ | TRUE | null
1200 | HATV 222 22.000 | 22 | b | EMASZ | TRUE | null
1201 | HBOSZ221 22.000 | 22 | b | TITASZ | TRUE | null
1203 | HEVE 221 22.000 | 22 | b | EMASZ | TRUE | null
1205 | HHER 11 11.000 | 11 | b | DEDASZ | TRUE | null
1206 | HNAN 22A 22.000 | 22 | b | TITASZ | TRUE | null
1208 | HSZOB221 22.000 | 22 | b | TITASZ | TRUE | null
1210 | HUHM 11 11.000 | 11 | b | ELMU | TRUE | null
1211 | IBRAN221 22.000 | 22 | b | TITASZ | TRUE | null
1213 | IKER 221 22.000 | 22 | b | EDASZ | TRUE | null
1215 | IKES 221 22.000 | 22 | b | EDASZ | TRUE | null
1216 | INAL 61 6.0000 | 6 | b | EDASZ | TRUE | null
1218 | ISTV 11D 11.000 | 11 | b | ELMU | TRUE | null
1219 | ISTV 11E 11.000 | 11 | b | ELMU | TRUE | null
1220 | ISTV 25A 25.000 | 25 | b | ELMU | TRUE | null
1221 | ISTV 25B 25.000 | 25 | b | ELMU | TRUE | null
1222 | JBER 221 22.000 | 22 | b | EMASZ | TRUE | null
1223 | JBER 222 22.000 | 22 | b | EMASZ | TRUE | null
1225 | KAFUM25B 25.000 | 25 | b | DEDASZ | TRUE | null
1226 | KAFUM25D 25.000 | 25 | b | DEDASZ | TRUE | null
1227 | KANVM111 11.000 | 11 | b | DEDASZ | TRUE | null
1229 | KANVM25A 25.000 | 25 | b | DEDASZ | TRUE | null
1230 | KANVM25B 25.000 | 25 | b | DEDASZ | TRUE | null
1232 | KAPM 11B 11.000 | 11 | b | ELMU | TRUE | null
1234 | KAPU 222 22.000 | 22 | b | EDASZ | TRUE | null
1235 | KAPV 221 22.000 | 22 | b | DEDASZ | TRUE | null
1237 | KAPV 223 22.000 | 22 | b | DEDASZ | TRUE | null
1238 | KARCM25A 25.000 | 25 | b | TITASZ | TRUE | null
1239 | KARCM25B 25.000 | 25 | b | TITASZ | TRUE | null
1240 | KARCT221 22.000 | 22 | b | TITASZ | TRUE | null
1242 | KASP 221 22.000 | 22 | b | EDASZ | TRUE | null
1243 | KATO 11A 11.000 | 11 | b | ELMU | TRUE | null
1244 | KATO 11B 11.000 | 11 | b | ELMU | TRUE | null
1245 | KATO 11C 11.000 | 11 | b | ELMU | TRUE | null
1246 | KBAR 111 11.000 | 11 | b | EMASZ | TRUE | null
1248 | KBAR 221 22.000 | 22 | b | EMASZ | TRUE | null
1250 | KBFU K61 6.0000 | 6 | b | EMASZ | TRUE | null
1251 | KBFU K62 6.0000 | 6 | b | EMASZ | TRUE | null
1252 | KBFU K63 6.0000 | 6 | b | EMASZ | TRUE | null
1253 | KDUL 11A 11.000 | 11 | b | ELMU | TRUE | null
1255 | KDUL 11C 11.000 | 11 | b | ELMU | TRUE | null
1256 | KELG 11 11.000 | 11 | b | ELMU | TRUE | null
1257 | KELG 6 6.0000 | 6 | b | ELMU | TRUE | null
1259 | KERT 11E 11.000 | 11 | b | DEDASZ | TRUE | null
1261 | KERT 22B 22.000 | 22 | b | DEDASZ | TRUE | null
1262 | KERT 22C 22.000 | 22 | b | DEDASZ | TRUE | null
1263 | KESZ 221 22.000 | 22 | b | DEDASZ | TRUE | null
1264 | KESZ 222 22.000 | 22 | b | DEDASZ | TRUE | null
1267 | KFAL 222 22.000 | 22 | b | EMASZ | TRUE | null
1268 | KFOL 11A 11.000 | 11 | b | ELMU | TRUE | null
1270 | KIGA 221 22.000 | 22 | b | EDASZ | TRUE | null
1271 | KIGB 221 22.000 | 22 | b | EDASZ | TRUE | null
1272 | KIGC 221 22.000 | 22 | b | EDASZ | TRUE | null
1273 | KIGM 221 22.000 | 22 | b | EDASZ | TRUE | null
1274 | KIGM 222 22.000 | 22 | b | EDASZ | TRUE | null
1275 | KIML 22A 22.000 | 22 | b | EDASZ | TRUE | null
1278 | KIMM 25B 25.000 | 25 | b | EDASZ | TRUE | null
1279 | KIRE 11A 11.000 | 11 | b | DEDASZ | TRUE | null
1281 | KISP 11A 11.000 | 11 | b | ELMU | TRUE | null
1282 | KISP 11B 11.000 | 11 | b | ELMU | TRUE | null
1283 | KISV 25A 25.000 | 25 | b | TITASZ | TRUE | null
1284 | KISV 25B 25.000 | 25 | b | TITASZ | TRUE | null
1285 | KISVT221 22.000 | 22 | b | TITASZ | TRUE | null
1287 | KOBA 11A 11.000 | 11 | b | ELMU | TRUE | null
1288 | KOBA 11C 11.000 | 11 | b | ELMU | TRUE | null
1289 | KOHE 11 11.000 | 11 | b | ELMU | TRUE | null
1290 | KOIP 221 22.000 | 22 | b | EDASZ | TRUE | null
1291 | KOMA 221 22.000 | 22 | b | EDASZ | TRUE | null
1292 | KOMA 223 22.000 | 22 | b | EDASZ | TRUE | null
1293 | KOML 221 22.000 | 22 | b | DEDASZ | TRUE | null
1294 | KOML 222 22.000 | 22 | b | DEDASZ | TRUE | null
1295 | KOML 351 35.000 | 35 | b | DEDASZ | TRUE | null
1296 | KOML 352 35.000 | 35 | b | DEDASZ | TRUE | null
1297 | KONV 111 11.000 | 11 | b | DEDASZ | TRUE | null
1298 | KONV 112 11.000 | 11 | b | DEDASZ | TRUE | null
1299 | KONV 113 11.000 | 11 | b | DEDASZ | TRUE | null
1300 | KORE 221 22.000 | 22 | b | EMASZ | TRUE | null
1301 | KORE 222 22.000 | 22 | b | EMASZ | TRUE | null
1302 | KORE 251 2.5000 | 2.5 | b | EMASZ | TRUE | null
1303 | KORE 252 2.5000 | 2.5 | b | EMASZ | TRUE | null
1304 | KORM 221 22.000 | 22 | b | EDASZ | TRUE | null
1306 | KORM 25A 25.000 | 25 | b | EDASZ | TRUE | null
1307 | KOTE 11A 11.000 | 11 | b | ELMU | TRUE | null
1308 | KOTE 11B 11.000 | 11 | b | ELMU | TRUE | null
1309 | KPVK 22K 22.000 | 22 | b | DEDASZ | TRUE | null
1310 | KPVK 22N 22.000 | 22 | b | DEDASZ | TRUE | null
1311 | KSZE 221 22.000 | 22 | b | EDASZ | TRUE | null
1313 | KUNSZ221 22.000 | 22 | b | TITASZ | TRUE | null
1315 | KVSZ 351 35.000 | 35 | b | DEDASZ | TRUE | null
1318 | LACZ 111 11.000 | 11 | b | ELMU | TRUE | null
1319 | LAGY 11A 11.000 | 11 | b | ELMU | TRUE | null
1320 | LAGY 11B 11.000 | 11 | b | ELMU | TRUE | null
1321 | LAKE 11 11.000 | 11 | b | ELMU | TRUE | null
1323 | LENT 22B 22.000 | 22 | b | EDASZ | TRUE | null
1324 | LENT 351 35.000 | 35 | b | EDASZ | TRUE | null
1326 | LETA 22A 22.000 | 22 | b | TITASZ | TRUE | null
1329 | LITR 223 22.000 | 22 | b | EDASZ | TRUE | null
1330 | LITR 351 35.000 | 35 | b | EDASZ | TRUE | null
1332 | LITR 353 35.000 | 35 | b | EDASZ | TRUE | null
1333 | LORI 221 22.000 | 22 | b | EMASZ | TRUE | null
1335 | MADO 25 25.000 | 25 | b | EDASZ | TRUE | null
1336 | MAFU 221 22.000 | 22 | b | TITASZ | TRUE | null
1338 | MARC 221 22.000 | 22 | b | DEDASZ | TRUE | null
1340 | MDEL 111 11.000 | 11 | b | EMASZ | TRUE | null
1342 | MESZ 221 22.000 | 22 | b | EMASZ | TRUE | null
1343 | MESZ 222 22.000 | 22 | b | EMASZ | TRUE | null
1344 | MESZGM5 5.2500 | 5.25 | b | EDASZ | TRUE | null
1345 | MESZGM11 11.000 | 11 | b | EDASZ | TRUE | null
1346 | MFOL 22A 22.000 | 22 | b | ELMU | TRUE | null
1348 | MGODM25A 25.000 | 25 | b | DEDASZ | TRUE | null
1349 | MGODM25B 25.000 | 25 | b | DEDASZ | TRUE | null
1350 | MIFU K60 6.0000 | 6 | b | EMASZ | TRUE | null
1351 | MITA 61 6.0000 | 6 | b | EMASZ | TRUE | null
1352 | MITA 62 6.0000 | 6 | b | EMASZ | TRUE | null
1353 | MKCE 11 11.000 | 11 | b | EMASZ | TRUE | null
1354 | MKCE 6 6.0000 | 6 | b | EMASZ | TRUE | null
1355 | MKOV 221 22.000 | 22 | b | EMASZ | TRUE | null
1357 | MLSZ 221 22.000 | 22 | b | EDASZ | TRUE | null
1358 | MNYU 111 11.000 | 11 | b | EMASZ | TRUE | null
1361 | MNYU 223 22.000 | 22 | b | EMASZ | TRUE | null
1362 | MOFA 11 11.000 | 11 | b | DEDASZ | TRUE | null
1363 | MOHA 111 11.000 | 11 | b | DEDASZ | TRUE | null
1365 | MOHA 113 11.000 | 11 | b | DEDASZ | TRUE | null
1366 | MOHA 221 22.000 | 22 | b | DEDASZ | TRUE | null
1368 | MOHA 223 22.000 | 22 | b | DEDASZ | TRUE | null
1369 | MOL1 6A 6.0000 | 6 | b | MAVIR | TRUE | null
1370 | MOL1 6B 6.0000 | 6 | b | MAVIR | TRUE | null
1371 | MOL1 6C 6.0000 | 6 | b | MAVIR | TRUE | null
1372 | MOL1 6D 6.0000 | 6 | b | MAVIR | TRUE | null
1373 | MOL2 6E 6.0000 | 6 | b | MAVIR | TRUE | null
1374 | MOL2 6F 6.0000 | 6 | b | MAVIR | TRUE | null
1375 | MOL2 6G 6.0000 | 6 | b | MAVIR | TRUE | null
1376 | MOL2 6H 6.0000 | 6 | b | MAVIR | TRUE | null
1377 | MOR 221 22.000 | 22 | b | EDASZ | TRUE | null
1379 | MOVR 115 11.000 | 11 | b | EDASZ | TRUE | null
1380 | MOVR 116 11.000 | 11 | b | EDASZ | TRUE | null
1381 | MOVR 225 22.000 | 22 | b | EDASZ | TRUE | null
1382 | MOVR 226 22.000 | 22 | b | EDASZ | TRUE | null
1383 | MSZAL221 22.000 | 22 | b | TITASZ | TRUE | null
1385 | MSZE 221 22.000 | 22 | b | EDASZ | TRUE | null
1386 | MSZE 222 22.000 | 22 | b | EDASZ | TRUE | null
1387 | MTIM 351 35.000 | 35 | b | EDASZ | TRUE | null
1388 | MTIM 352 35.000 | 35 | b | EDASZ | TRUE | null
1389 | MTUR 221 22.000 | 22 | b | TITASZ | TRUE | null
1391 | MTUR 25A 25.000 | 25 | b | TITASZ | TRUE | null
1392 | MTUR 25B 25.000 | 25 | b | TITASZ | TRUE | null
1393 | NADU 221 22.000 | 22 | b | TITASZ | TRUE | null
1394 | NADU 223 22.000 | 22 | b | TITASZ | TRUE | null
1395 | NAGK 221 22.000 | 22 | b | EMASZ | TRUE | null
1398 | NASZ 25B 25.000 | 25 | b | EDASZ | TRUE | null
1399 | NBAT 221 22.000 | 22 | b | EMASZ | TRUE | null
1401 | NEPL 111 11.000 | 11 | b | ELMU | TRUE | null
1402 | NEPL 112 11.000 | 11 | b | ELMU | TRUE | null
1403 | NEPL 251 25.000 | 25 | b | ELMU | TRUE | null
1404 | NEPL 252 25.000 | 25 | b | ELMU | TRUE | null
1405 | NKAN 112 11.000 | 11 | b | DEDASZ | TRUE | null
1406 | NKAN 114 11.000 | 11 | b | DEDASZ | TRUE | null
1407 | NKAN 221 22.000 | 22 | b | DEDASZ | TRUE | null
1410 | NOGR 222 22.000 | 22 | b | EMASZ | TRUE | null
1411 | NTAD 221 22.000 | 22 | b | DEDASZ | TRUE | null
1413 | NVAR 111 11.000 | 11 | b | EDASZ | TRUE | null
1415 | NYAD 221 22.000 | 22 | b | TITASZ | TRUE | null
1418 | NYBO 223 22.000 | 22 | b | TITASZ | TRUE | null
1419 | NYEK 221 22.000 | 22 | b | EMASZ | TRUE | null
1421 | NYEM 25A 25.000 | 25 | b | EMASZ | TRUE | null
1422 | NYEM 25B 25.000 | 25 | b | EMASZ | TRUE | null
1423 | NYID 111 11.000 | 11 | b | TITASZ | TRUE | null
1425 | NYIRK111 11.000 | 11 | b | TITASZ | TRUE | null
1426 | NYIRK113 11.000 | 11 | b | TITASZ | TRUE | null
1427 | NYIM 25A 25.000 | 25 | b | TITASZ | TRUE | null
1428 | NYIM 25B 25.000 | 25 | b | TITASZ | TRUE | null
1430 | NYIP 221 22.000 | 22 | b | TITASZ | TRUE | null
1432 | NYIRB221 22.000 | 22 | b | TITASZ | TRUE | null
1433 | NYIRB222 22.000 | 22 | b | TITASZ | TRUE | null
1434 | NYIRS221 22.000 | 22 | b | TITASZ | TRUE | null
1435 | NYIRS222 22.000 | 22 | b | TITASZ | TRUE | null
1437 | NYKCE121 11.000 | 11 | b | MAVIR | TRUE | null
1438 | NYKCE122 11.000 | 11 | b | MAVIR | TRUE | null
1439 | NYLE 221 22.000 | 22 | b | TITASZ | TRUE | null
1440 | NYLE 222 22.000 | 22 | b | TITASZ | TRUE | null
1441 | NYUF 351 35.000 | 35 | b | EDASZ | TRUE | null
1443 | ORIP 221 22.000 | 22 | b | EDASZ | TRUE | null
1444 | ORIP 222 22.000 | 22 | b | EDASZ | TRUE | null
1445 | ORIP 223 22.000 | 22 | b | EDASZ | TRUE | null
1446 | ORIP 351 35.000 | 35 | b | EDASZ | TRUE | null
1447 | ORIP 353 35.000 | 35 | b | EDASZ | TRUE | null
1448 | OROE 3K1 3.0000 | 3 | b | EDASZ | TRUE | null
1449 | OROE 3K2 3.0000 | 3 | b | EDASZ | TRUE | null
1450 | OZDC 61 6.0000 | 6 | b | EMASZ | TRUE | null
1451 | OZDC 62 6.0000 | 6 | b | EMASZ | TRUE | null
1452 | OZDE 221 22.000 | 22 | b | EMASZ | TRUE | null
1453 | OZDE 222 22.000 | 22 | b | EMASZ | TRUE | null
1454 | PAKS 111 6.0000 | 6 | b | DEDASZ | TRUE | null
1455 | PAKS 112 6.0000 | 6 | b | DEDASZ | TRUE | null
1456 | PAKS 121 6.0000 | 6 | b | DEDASZ | TRUE | null
1457 | PAKS 122 6.0000 | 6 | b | DEDASZ | TRUE | null
1458 | PAKS 211 6.0000 | 6 | b | DEDASZ | TRUE | null
1459 | PAKS 212 6.0000 | 6 | b | DEDASZ | TRUE | null
1460 | PAKSD221 22.000 | 22 | b | DEDASZ | TRUE | null
1461 | PAKSD222 22.000 | 22 | b | DEDASZ | TRUE | null
1463 | PANK 222 22.000 | 22 | b | EDASZ | TRUE | null
1464 | PAPA 113 11.000 | 11 | b | EDASZ | TRUE | null
1465 | PAPA 221 22.000 | 22 | b | EDASZ | TRUE | null
1466 | PAPA 222 22.000 | 22 | b | EDASZ | TRUE | null
1467 | PAPA 351 35.000 | 35 | b | EDASZ | TRUE | null
1468 | PAPA 352 35.000 | 35 | b | EDASZ | TRUE | null
1471 | PECSE351 35.000 | 35 | b | DEDASZ | TRUE | null
1472 | PECSE352 35.000 | 35 | b | DEDASZ | TRUE | null
1473 | PECSK111 11.000 | 11 | b | DEDASZ | TRUE | null
1475 | PERZ 11A 11.000 | 11 | b | ELMU | TRUE | null
1476 | PERZ 11B 11.000 | 11 | b | ELMU | TRUE | null
1477 | PLAD 221 22.000 | 22 | b | TITASZ | TRUE | null
1480 | PLOR 11D 11.000 | 11 | b | ELMU | TRUE | null
1481 | PLOR 11E 11.000 | 11 | b | ELMU | TRUE | null
1482 | PLOR 25A 25.000 | 25 | b | ELMU | TRUE | null
1483 | PLOR 25B 25.000 | 25 | b | ELMU | TRUE | null
1485 | POLG 223 22.000 | 22 | b | TITASZ | TRUE | null
1486 | POMZ 22A 22.000 | 22 | b | ELMU | TRUE | null
1487 | POMZ 22B 22.000 | 22 | b | ELMU | TRUE | null
1489 | PUMA 111 11.000 | 11 | b | DEDASZ | TRUE | null
1491 | PUMA 25A 25.000 | 25 | b | DEDASZ | TRUE | null
1492 | RACK 22A 22.000 | 22 | b | ELMU | TRUE | null
1493 | RACK 22B 22.000 | 22 | b | ELMU | TRUE | null
1494 | RAFU 11K 11.000 | 11 | b | ELMU | TRUE | null
1495 | RAKH 221 22.000 | 22 | b | EDASZ | TRUE | null
1497 | RECS 221 22.000 | 22 | b | EMASZ | TRUE | null
1498 | RETS 221 22.000 | 22 | b | EMASZ | TRUE | null
1500 | RFAL 111 11.000 | 11 | b | ELMU | TRUE | null
1501 | RFAL 112 11.000 | 11 | b | ELMU | TRUE | null
1503 | RKER 22B 22.000 | 22 | b | ELMU | TRUE | null
1504 | RKER 22C 22.000 | 22 | b | ELMU | TRUE | null
1505 | ROZS 111 11.000 | 11 | b | ELMU | TRUE | null
1507 | SARB 221 22.000 | 22 | b | DEDASZ | TRUE | null
1509 | SBXX 15K 15.000 | 15 | b | EDASZ | TRUE | null
1510 | SBXX 6A 6.0000 | 6 | b | EDASZ | TRUE | null
1511 | SBXX 6B 6.0000 | 6 | b | EDASZ | TRUE | null
1512 | SBXX 6C 6.0000 | 6 | b | EDASZ | TRUE | null
1513 | SIAD 6 6.0000 | 6 | b | EMASZ | TRUE | null
1514 | SIKL 221 22.000 | 22 | b | DEDASZ | TRUE | null
1516 | SIKO 22A 22.000 | 22 | b | DEDASZ | TRUE | null
1517 | SIKO 22B 22.000 | 22 | b | DEDASZ | TRUE | null
1518 | SIOF 221 22.000 | 22 | b | DEDASZ | TRUE | null
1519 | SIOF 222 22.000 | 22 | b | DEDASZ | TRUE | null
1520 | SKBH 221 22.000 | 22 | b | EDASZ | TRUE | null
1521 | SKOV 221 22.000 | 22 | b | EDASZ | TRUE | null
1522 | SKOV 222 22.000 | 22 | b | EDASZ | TRUE | null
1523 | SKOV 351 35.000 | 35 | b | EDASZ | TRUE | null
1524 | SKOV 352 35.000 | 35 | b | EDASZ | TRUE | null
1525 | SKSZ 221 22.000 | 22 | b | EDASZ | TRUE | null
1526 | SOJT 221 22.000 | 22 | b | DEDASZ | TRUE | null
1528 | SOLY 221 22.000 | 22 | b | ELMU | TRUE | null
1529 | SOLY 222 22.000 | 22 | b | ELMU | TRUE | null
1530 | SOPK 114 11.000 | 11 | b | EDASZ | TRUE | null
1531 | SOPK 115 11.000 | 11 | b | EDASZ | TRUE | null
1532 | SOPK 224 22.000 | 22 | b | EDASZ | TRUE | null
1533 | SOPK 225 22.000 | 22 | b | EDASZ | TRUE | null
1535 | SOPN 11D 11.000 | 11 | b | EDASZ | TRUE | null
1537 | SOPN 25A 25.000 | 25 | b | EDASZ | TRUE | null
1538 | SOPN 25B 25.000 | 25 | b | EDASZ | TRUE | null
1539 | SORS 22A 22.000 | 22 | b | ELMU | TRUE | null
1540 | SORS 22B 22.000 | 22 | b | ELMU | TRUE | null
1542 | SOTA 111 11.000 | 11 | b | EDASZ | TRUE | null
1543 | STAR 221 22.000 | 22 | b | EMASZ | TRUE | null
1545 | STARPK11 11.000 | 11 | b | EMASZ | TRUE | null
1546 | SUME 22A 22.000 | 22 | b | EDASZ | TRUE | null
1549 | SZAE 112 11.000 | 11 | b | TITASZ | TRUE | null
1550 | SZAJM25A 25.000 | 25 | b | TITASZ | TRUE | null
1551 | SZAJM25B 25.000 | 25 | b | TITASZ | TRUE | null
1552 | SZARV221 22.000 | 22 | b | TITASZ | TRUE | null
1553 | SZARV222 22.000 | 22 | b | TITASZ | TRUE | null
1554 | SZBA 221 22.000 | 22 | b | EDASZ | TRUE | null
1555 | SZBA 222 22.000 | 22 | b | EDASZ | TRUE | null
1556 | SZBA 25A 25.000 | 25 | b | EDASZ | TRUE | null
1557 | SZBA 25B 25.000 | 25 | b | EDASZ | TRUE | null
1558 | SZBUE11 11.000 | 11 | b | EDASZ | TRUE | null
1559 | SZEC 22 22.000 | 22 | b | EMASZ | TRUE | null
1560 | SZEH 221 22.000 | 22 | b | DEDASZ | TRUE | null
1562 | SZEH 25A 25.000 | 25 | b | DEDASZ | TRUE | null
1563 | SZEH 25B 25.000 | 25 | b | DEDASZ | TRUE | null
1564 | SZEHU221 22.000 | 22 | b | DEDASZ | TRUE | null
1565 | SZEHU222 22.000 | 22 | b | DEDASZ | TRUE | null
1566 | SZEK 22A 22.000 | 22 | b | DEDASZ | TRUE | null
1567 | SZEK 22B 22.000 | 22 | b | DEDASZ | TRUE | null
1568 | SZER 221 22.000 | 22 | b | EMASZ | TRUE | null
1570 | SZER 25A 25.000 | 25 | b | EMASZ | TRUE | null
1572 | SZFD 221 22.000 | 22 | b | EDASZ | TRUE | null
1573 | SZFE 11A 11.000 | 11 | b | EDASZ | TRUE | null
1574 | SZFE 11B 11.000 | 11 | b | EDASZ | TRUE | null
1575 | SZFN 11A 11.000 | 11 | b | EDASZ | TRUE | null
1576 | SZFN 11B 11.000 | 11 | b | EDASZ | TRUE | null
1577 | SZFV 221 22.000 | 22 | b | EDASZ | TRUE | null
1578 | SZFV 225 22.000 | 22 | b | EDASZ | TRUE | null
1579 | SZFV 35I 35.000 | 35 | b | EDASZ | TRUE | null
1580 | SZFV 35V 35.000 | 35 | b | EDASZ | TRUE | null
1581 | SZFV 62 6.0000 | 6 | b | EDASZ | TRUE | null
1583 | SZFV 64 6.0000 | 6 | b | EDASZ | TRUE | null
1584 | SZGH 221 22.000 | 22 | b | TITASZ | TRUE | null
1586 | SZGO 22A 22.000 | 22 | b | EDASZ | TRUE | null
1587 | SZGO 22B 22.000 | 22 | b | EDASZ | TRUE | null
1588 | SZIG 221 22.000 | 22 | b | DEDASZ | TRUE | null
1589 | SZIG 222 22.000 | 22 | b | DEDASZ | TRUE | null
1591 | SZIH 112 11.000 | 11 | b | ELMU | TRUE | null
1592 | SZIH 223 22.000 | 22 | b | ELMU | TRUE | null
1593 | SZIH 224 22.000 | 22 | b | ELMU | TRUE | null
1595 | SZLS 112 11.000 | 11 | b | EDASZ | TRUE | null
1596 | SZOD 221 22.000 | 22 | b | ELMU | TRUE | null
1597 | SZOD 222 22.000 | 22 | b | ELMU | TRUE | null
1598 | SZOL 221 22.000 | 22 | b | TITASZ | TRUE | null
1599 | SZOL 222 22.000 | 22 | b | TITASZ | TRUE | null
1600 | SZOLD111 11.000 | 11 | b | TITASZ | TRUE | null
1602 | SZOLE111 11.000 | 11 | b | TITASZ | TRUE | null
1605 | SZOLI223 22.000 | 22 | b | TITASZ | TRUE | null
1607 | SZOM 222 22.000 | 22 | b | EDASZ | TRUE | null
1608 | SZOM 223 22.000 | 22 | b | EDASZ | TRUE | null
1609 | SZOM 25A 25.000 | 25 | b | EDASZ | TRUE | null
1610 | SZOM 25B 25.000 | 25 | b | EDASZ | TRUE | null
1611 | TABE 11 11.000 | 11 | b | EDASZ | TRUE | null
1612 | TABE 622 6.0000 | 6 | b | EDASZ | TRUE | null
1613 | TABE 629 6.0000 | 6 | b | EDASZ | TRUE | null
1614 | TABE 630 6.0000 | 6 | b | EDASZ | TRUE | null
1615 | TABE 631 6.0000 | 6 | b | EDASZ | TRUE | null
1616 | TABE 632 6.0000 | 6 | b | EDASZ | TRUE | null
1617 | TABE 636 6.0000 | 6 | b | EDASZ | TRUE | null
1618 | TABE 639 6.0000 | 6 | b | EDASZ | TRUE | null
1619 | TABG 223 22.000 | 22 | b | EDASZ | TRUE | null
1620 | TABG 224 22.000 | 22 | b | EDASZ | TRUE | null
1621 | TABM 25A 25.000 | 25 | b | EDASZ | TRUE | null
1623 | TAGA 11 11.000 | 11 | b | ELMU | TRUE | null
1624 | TAMS 221 22.000 | 22 | b | DEDASZ | TRUE | null
1626 | TAPO 22A 22.000 | 22 | b | EDASZ | TRUE | null
1627 | TAPO 22B 22.000 | 22 | b | EDASZ | TRUE | null
1628 | TATA 221 22.000 | 22 | b | EDASZ | TRUE | null
1629 | TATA 222 22.000 | 22 | b | EDASZ | TRUE | null
1630 | TBIP 221 22.000 | 22 | b | EDASZ | TRUE | null
1631 | TBIP 222 22.000 | 22 | b | EDASZ | TRUE | null
1632 | TET 221 22.000 | 22 | b | EDASZ | TRUE | null
1633 | THIN 61 6.0000 | 6 | b | EMASZ | TRUE | null
1635 | TIFO3 61 6.0000 | 6 | b | EMASZ | TRUE | null
1636 | TIFO3 62 6.0000 | 6 | b | EMASZ | TRUE | null
1638 | TIFO4 62 6.0000 | 6 | b | EMASZ | TRUE | null
1640 | TIKE 22B 22.000 | 22 | b | TITASZ | TRUE | null
1641 | TIMF 111 11.000 | 11 | b | EDASZ | TRUE | null
1643 | TIORV221 22.000 | 22 | b | TITASZ | TRUE | null
1645 | TLOK 22A 22.000 | 22 | b | TITASZ | TRUE | null
1646 | TPUS 221 22.000 | 22 | b | TITASZ | TRUE | null
1648 | TSZM 222 22.000 | 22 | b | TITASZ | TRUE | null
1649 | TUFU K61 6.0000 | 6 | b | EMASZ | TRUE | null
1650 | TUFU K62 6.0000 | 6 | b | EMASZ | TRUE | null
1651 | TUFU K63 6.0000 | 6 | b | EMASZ | TRUE | null
1652 | TUJV 111 11.000 | 11 | b | EMASZ | TRUE | null
1653 | TUJV 112 11.000 | 11 | b | EMASZ | TRUE | null
1654 | TUJV 221 22.000 | 22 | b | EMASZ | TRUE | null
1655 | TUJV 222 22.000 | 22 | b | EMASZ | TRUE | null
1658 | TUZS 222 22.000 | 22 | b | TITASZ | TRUE | null
1659 | TVK 111 11.000 | 11 | b | EMASZ | TRUE | null
1660 | TVK1 60 6.0000 | 6 | b | EMASZ | TRUE | null
1661 | TVK1 61 6.0000 | 6 | b | EMASZ | TRUE | null
1662 | TVK1 62 6.0000 | 6 | b | EMASZ | TRUE | null
1663 | TVK1 63 6.0000 | 6 | b | EMASZ | TRUE | null
1664 | TVK2 60 6.0000 | 6 | b | EMASZ | TRUE | null
1665 | TVK2 61 6.0000 | 6 | b | EMASZ | TRUE | null
1666 | TVK2 62 6.0000 | 6 | b | EMASZ | TRUE | null
1667 | TVK2 63 6.0000 | 6 | b | EMASZ | TRUE | null
1668 | UJHA 221 22.000 | 22 | b | ELMU | TRUE | null
1669 | UJHA 222 22.000 | 22 | b | ELMU | TRUE | null
1671 | UJPE 112 11.000 | 11 | b | ELMU | TRUE | null
1672 | UJSZM25A 25.000 | 25 | b | TITASZ | TRUE | null
1673 | UJSZM25B 25.000 | 25 | b | TITASZ | TRUE | null
1674 | ULLO 221 22.000 | 22 | b | ELMU | TRUE | null
1675 | ULLO 222 22.000 | 22 | b | ELMU | TRUE | null
1676 | UPF1 11 11.000 | 11 | b | ELMU | TRUE | null
1677 | UPF2 11 11.000 | 11 | b | ELMU | TRUE | null
1678 | VAC 224 22.000 | 22 | b | ELMU | TRUE | null
1679 | VAC 225 22.000 | 22 | b | ELMU | TRUE | null
1680 | VAC 25A 25.000 | 25 | b | ELMU | TRUE | null
1681 | VAC 25B 25.000 | 25 | b | ELMU | TRUE | null
1682 | VAC 354 35.000 | 35 | b | ELMU | TRUE | null
1683 | VAC 356 35.000 | 35 | b | ELMU | TRUE | null
1684 | VARP 111 11.000 | 11 | b | EDASZ | TRUE | null
1685 | VARP 112 11.000 | 11 | b | EDASZ | TRUE | null
1686 | VARP 221 22.000 | 22 | b | EDASZ | TRUE | null
1687 | VARP 222 22.000 | 22 | b | EDASZ | TRUE | null
1688 | VECS 11B 11.000 | 11 | b | ELMU | TRUE | null
1689 | VECS 11C 11.000 | 11 | b | ELMU | TRUE | null
1690 | VECS 22A 22.000 | 22 | b | ELMU | TRUE | null
1693 | VERM 111 11.000 | 11 | b | ELMU | TRUE | null
1694 | VERM 112 11.000 | 11 | b | ELMU | TRUE | null
1696 | VESZ 222 22.000 | 22 | b | EDASZ | TRUE | null
1698 | VIRA 11B 11.000 | 11 | b | ELMU | TRUE | null
1699 | VLIG 111 11.000 | 11 | b | ELMU | TRUE | null
1701 | VLIG 113 11.000 | 11 | b | ELMU | TRUE | null
1703 | VNAM 222 22.000 | 22 | b | TITASZ | TRUE | null
1705 | VOGN 222 22.000 | 22 | b | EDASZ | TRUE | null
1706 | VSZE 111 11.000 | 11 | b | EDASZ | TRUE | null
1708 | VSZE 221 22.000 | 22 | b | EDASZ | TRUE | null
1710 | VSZE 25A 25.000 | 25 | b | EDASZ | TRUE | null
1711 | VSZE 25B 25.000 | 25 | b | EDASZ | TRUE | null
1712 | ZALA 221 22.000 | 22 | b | EDASZ | TRUE | null
1713 | ZALA 222 22.000 | 22 | b | EDASZ | TRUE | null
1714 | ZALD 221 22.000 | 22 | b | EDASZ | TRUE | null
1715 | ZALD 223 22.000 | 22 | b | EDASZ | TRUE | null
1716 | ZALD 25A 25.000 | 25 | b | EDASZ | TRUE | null
1717 | ZALD 25B 25.000 | 25 | b | EDASZ | TRUE | null
1718 | ZUGL 11A 11.000 | 11 | b | ELMU | TRUE | null
1720 | ZUGL 11C 11.000 | 11 | b | ELMU | TRUE | null
1721 | BMW 221 22.000 | 22 | b | TITASZ | TRUE | null
1722 | BMW 222 22.000 | 22 | b | TITASZ | TRUE | null
1723 | BMW 223 22.000 | 22 | b | TITASZ | TRUE | null
1724 | BUZS 221 22.000 | 22 | b | DEDASZ | TRUE | null
1725 | BUZS 222 22.000 | 22 | b | DEDASZ | TRUE | null
1726 | BVK 113 11.000 | 11 | b | EMASZ | TRUE | null
1727 | CSAB 22P 22.000 | 22 | b | EDASZ | TRUE | null
1728 | DFOL 22P3 22.000 | 22 | b | DEDASZ | TRUE | null
1729 | DOOS 221 22.000 | 22 | b | EDASZ | TRUE | null
1730 | DOOS 222 22.000 | 22 | b | EDASZ | TRUE | null
1731 | DOOS 223 22.000 | 22 | b | EDASZ | TRUE | null
1732 | DUSN 22P1 22.000 | 22 | b | EMASZ | TRUE | null
1733 | DUSN 22P2 22.000 | 22 | b | EMASZ | TRUE | null
1734 | EGES 222 22.000 | 22 | b | EMASZ | TRUE | null
1735 | EGFT K65 6.0000 | 6 | b | EMASZ | TRUE | null
1736 | GERJ 22P 22.000 | 22 | b | DEDASZ | TRUE | null
1737 | GODM 25A 25.000 | 25 | b | ELMU | TRUE | null
1738 | GODM 25B 25.000 | 25 | b | ELMU | TRUE | null
1739 | GYHAL 222 22.000 | 22 | b | EMASZ | TRUE | null
1740 | HALM 22P 22.000 | 22 | b | EMASZ | TRUE | null
1741 | KABA 22P1 22.000 | 22 | b | TITASZ | TRUE | null
1742 | KABA 22P2 22.000 | 22 | b | TITASZ | TRUE | null
1743 | KBFU K64 6.0000 | 6 | b | EMASZ | TRUE | null
1744 | KIRE 22P 22.000 | 22 | b | DEDASZ | TRUE | null
1745 | LABA 222 22.000 | 22 | b | EDASZ | TRUE | null
1746 | LACZ 112 11.000 | 11 | b | ELMU | TRUE | null
1747 | LEPS 221 22.000 | 22 | b | EDASZ | TRUE | null
1748 | LESH 221 22.000 | 22 | b | ELMU | TRUE | null
1749 | MACS 221 22.000 | 22 | b | TITASZ | TRUE | null
1750 | MACS 222 22.000 | 22 | b | TITASZ | TRUE | null
1753 | MOZS 221 22.000 | 22 | b | DEDASZ | TRUE | null
1754 | NYBO 222 22.000 | 22 | b | TITASZ | TRUE | null
1755 | ORME 111 11.000 | 11 | b | ELMU | TRUE | null
1756 | ORME 112 11.000 | 11 | b | ELMU | TRUE | null
1757 | OTTE 221 22.000 | 22 | b | EDASZ | TRUE | null
1758 | PECL 221 22.000 | 22 | b | ELMU | TRUE | null
1759 | REPC 221 22.000 | 22 | b | EDASZ | TRUE | null
1760 | SAMS2 221 22.000 | 22 | b | ELMU | TRUE | null
1761 | SAMS2 222 22.000 | 22 | b | ELMU | TRUE | null
1762 | SZBE 22P 22.000 | 22 | b | TITASZ | TRUE | null
1763 | SZHE 111 11.000 | 11 | b | EDASZ | TRUE | null
1764 | SZHE 112 11.000 | 11 | b | EDASZ | TRUE | null
1765 | SZHE 221 22.000 | 22 | b | EDASZ | TRUE | null
1766 | SZHE 222 22.000 | 22 | b | EDASZ | TRUE | null
1767 | TFUR 22P 22.000 | 22 | b | TITASZ | TRUE | null
1768 | TURK 22P 22.000 | 22 | b | TITASZ | TRUE | null
1769 | VECS 22D 22.000 | 22 | b | ELMU | TRUE | null
1770 | VEVA 221 22.000 | 22 | b | EDASZ | TRUE | null
1772 | VIZA 111 11.000 | 11 | b | ELMU | TRUE | null
1773 | VIZA 112 11.000 | 11 | b | ELMU | TRUE | null
1774 | ZGRO 221 22.000 | 22 | b | EDASZ | TRUE | null
1775 | ZIRC 221 22.000 | 22 | b | EDASZ | TRUE | null
1776 | FZSO PV 22.000 | 22 | b | MAVIR | TRUE | null
1777 | GYIP 223 22.000 | 22 | b | EDASZ | TRUE | null
1778 | TORAY221 22.000 | 22 | b | EDASZ | TRUE | null
1779 | LITR PV 120.00 | 132 | b | MAVIR | TRUE | null
1780 | MECS PV 120.00 | 132 | b | MAVIR | TRUE | null
1781 | OROE PV 120.00 | 132 | b | MAVIR | TRUE | null
1782 | SAFA PV 120.00 | 132 | b | MAVIR | TRUE | null
1783 | SAJI PV 120.00 | 132 | b | MAVIR | TRUE | null
1784 | SAJO PV 220.00 | 220 | b | MAVIR | TRUE | null
1785 | SZOL PV 120.00 | 132 | b | MAVIR | TRUE | null
1786 | OROE PV2 120.00 | 132 | b | MAVIR | TRUE | null
1787 | SZOL PV 22.000 | 22 | b | MAVIR | TRUE | null
1788 | SZHL PV 120.00 | 132 | b | MAVIR | TRUE | null
1789 | SZHL PV2 120.00 | 132 | b | MAVIR | TRUE | null
1790 | MECS PV2 120.00 | 132 | b | MAVIR | TRUE | null
1791 | DDELN221 22.000 | 22 | b | TITASZ | TRUE | null
1792 | DIOS 22C 22.000 | 22 | b | ELMU | TRUE | null
1793 | DUVI 111 11.000 | 11 | b | ELMU | TRUE | null
1794 | DUVI GY1 120.00 | 132 | b | ELMU | TRUE | null
1795 | EGIP 221 22.000 | 22 | b | EMASZ | TRUE | null
1797 | EGIP K1 120.00 | 132 | b | EMASZ | TRUE | null
1798 | GALG 22P 22.000 | 22 | b | EMASZ | TRUE | null
1799 | GALG GY1 120.00 | 132 | b | EMASZ | TRUE | null
1800 | GARA 111 11.000 | 11 | b | ELMU | TRUE | null
1801 | GARA 112 11.000 | 11 | b | ELMU | TRUE | null
1802 | GARA GY1 120.00 | 132 | b | ELMU | TRUE | null
1803 | JFSZ 221 22.000 | 22 | b | EMASZ | TRUE | null
1805 | JFSZ K1 120.00 | 132 | b | EMASZ | TRUE | null
1806 | KOBA 11B 11.000 | 11 | b | ELMU | TRUE | null
1807 | TNEP 22P 22.000 | 22 | b | EDASZ | TRUE | null
1808 | MAKL 221 22.000 | 22 | b | EMASZ | TRUE | null
1809 | SUME 22P1 22.000 | 22 | b | EDASZ | TRUE | null
1810 | SZIK 221 22.000 | 22 | b | EMASZ | TRUE | null
1811 | SZIK 222 22.000 | 22 | b | EMASZ | TRUE | null
1812 | SZIK K1 120.00 | 132 | b | EMASZ | TRUE | null
1813 | ZALH 22P 22.000 | 22 | b | EDASZ | TRUE | null
1814 | TET 22P1 22.000 | 22 | b | EDASZ | TRUE | null
1815 | TET 22P2 22.000 | 22 | b | EDASZ | TRUE | null
1816 | BGYA 22P 22.000 | 22 | b | EMASZ | TRUE | null
1818 | EGES 221 22.000 | 22 | b | EMASZ | TRUE | null
1819 | ILLA 111 11.000 | 11 | b | ELMU | TRUE | null
1820 | ILLA 112 11.000 | 11 | b | ELMU | TRUE | null
1822 | KAFUM22C 22.000 | 22 | b | DEDASZ | TRUE | null
1823 | PAPA 223 22.000 | 22 | b | EDASZ | TRUE | null
1824 | PASZ 221 22.000 | 22 | b | EMASZ | TRUE | null
1825 | TAB 221 22.000 | 22 | b | DEDASZ | TRUE | null
1827 | VESZ 112 11.000 | 11 | b | EDASZ | TRUE | null
1828 | WEST 111 11.000 | 11 | b | ELMU | TRUE | null
1829 | WEST 112 11.000 | 11 | b | ELMU | TRUE | null
1830 | BARA 22P 22.000 | 22 | b | EDASZ | TRUE | null
1831 | BESE 22P 22.000 | 22 | b | TITASZ | TRUE | null
1832 | BIAT 22P 22.000 | 22 | b | ELMU | TRUE | null
1833 | BNAD 22P 22.000 | 22 | b | EMASZ | TRUE | null
1834 | DFOL 22P 22.000 | 22 | b | DEDASZ | TRUE | null
1835 | DORG 22P1 22.000 | 22 | b | EDASZ | TRUE | null
1836 | DORG 22P2 22.000 | 22 | b | EDASZ | TRUE | null
1837 | FGYA 22P 22.000 | 22 | b | TITASZ | TRUE | null
1838 | GYHAL 221 22.000 | 22 | b | EMASZ | TRUE | null
1839 | PAKSN22N 22.000 | 22 | b | DEDASZ | TRUE | null
1840 | PECL 222 22.000 | 22 | b | ELMU | TRUE | null
1841 | PHEN 22P 22.000 | 22 | b | DEDASZ | TRUE | null
1842 | PUTN 22P 22.000 | 22 | b | EMASZ | TRUE | null
1843 | SULY 221 22.000 | 22 | b | EMASZ | TRUE | null
1845 | SZAE 22P 22.000 | 22 | b | TITASZ | TRUE | null
1846 | TAHI 112 11.000 | 11 | b | ELMU | TRUE | null
1847 | TIKE 22P2 22.000 | 22 | b | TITASZ | TRUE | null
1848 | TUJVN22P1 22.000 | 22 | b | TITASZ | TRUE | null
1849 | TUJVN22P2 22.000 | 22 | b | TITASZ | TRUE | null
1850 | VERS 221 22.000 | 22 | b | ELMU | TRUE | null
1851 | VERS 222 22.000 | 22 | b | ELMU | TRUE | null
1852 | MBOG 22P 22.000 | 22 | b | EMASZ | TRUE | null
1853 | BALI 22P 22.000 | 22 | b | EDASZ | TRUE | null
1854 | ISZK 22P 22.000 | 22 | b | EDASZ | TRUE | null
1855 | GYME 221 22.000 | 22 | b | EDASZ | TRUE | null
1856 | NYUF 353 35.000 | 35 | b | EDASZ | TRUE | null
1857 | SAMS2 223 22.000 | 22 | b | ELMU | TRUE | null
1858 | SAMS2 224 22.000 | 22 | b | ELMU | TRUE | null
1859 | SKBM 221 22.000 | 22 | b | EDASZ | TRUE | null
1861 | BODR 22P 22.000 | 22 | b | EMASZ | TRUE | null
1863 | DEBE 22B 22.000 | 22 | b | TITASZ | TRUE | null
1864 | DEBE 22C 22.000 | 22 | b | TITASZ | TRUE | null
1865 | DMJV 221 22.000 | 22 | b | TITASZ | TRUE | null
1866 | DMJV 222 22.000 | 22 | b | TITASZ | TRUE | null
1867 | DMJV 223 22.000 | 22 | b | TITASZ | TRUE | null
1868 | MADA 22P1 22.000 | 22 | b | TITASZ | TRUE | null
1869 | MADA 22P2 22.000 | 22 | b | TITASZ | TRUE | null
1871 | MBOG 221 22.000 | 22 | b | EMASZ | TRUE | null
1872 | MBOG 222 22.000 | 22 | b | EMASZ | TRUE | null
1873 | SZHAL 22P 22.000 | 22 | b | EMASZ | TRUE | null
1874 | DMJV 224 22.000 | 22 | b | TITASZ | TRUE | null
1875 | DMJV 225 22.000 | 22 | b | TITASZ | TRUE | null
1876 | DMJV 226 22.000 | 22 | b | TITASZ | TRUE | null
1877 | DMJV 227 22.000 | 22 | b | TITASZ | TRUE | null
1878 | DMJV 228 22.000 | 22 | b | TITASZ | TRUE | null
1879 | DMJV 229 22.000 | 22 | b | TITASZ | TRUE | null
1880 | BALK 22P 22.000 | 22 | b | TITASZ | TRUE | null
1881 | SENY PV 22 22.000 | 22 | b | TITASZ | TRUE | null
1882 | NYIP PV 22 22.000 | 22 | b | TITASZ | TRUE | null
1883 | HNAN 22P 22.000 | 22 | b | TITASZ | TRUE | null
1884 | MTURPPV 120.00 | 132 | b | TITASZ | TRUE | null
1885 | MTURPPV22P 22.000 | 22 | b | TITASZ | TRUE | null
1886 | TPUS 22P1 22.000 | 22 | b | TITASZ | TRUE | null
1887 | TPUS 22P2 22.000 | 22 | b | TITASZ | TRUE | null
1888 | BSZN GY1 120.00 | 132 | b | DEMASZ | TRUE | null
1889 | BANH 22S1 22.000 | 22 | b | EDASZ | TRUE | null
1890 | DUJV 22S 22.000 | 22 | b | DEDASZ | TRUE | null
1891 | GODU 22P2 22.000 | 22 | b | ELMU | TRUE | null
1892 | KESZ 22S 22.000 | 22 | b | DEDASZ | TRUE | null
1893 | LEST 22P2 22.000 | 22 | b | EDASZ | TRUE | null
1894 | MARC 22S 22.000 | 22 | b | DEDASZ | TRUE | null
1895 | MOR 22P 22.000 | 22 | b | EDASZ | TRUE | null
1896 | SARB 22S 22.000 | 22 | b | DEDASZ | TRUE | null
1897 | SUME 22PS 22.000 | 22 | b | EDASZ | TRUE | null
1898 | TABG 22S 22.000 | 22 | b | EDASZ | TRUE | null
1899 | GODU 22P1 22.000 | 22 | b | ELMU | TRUE | null
1900 | PILV 221 22.000 | 22 | b | ELMU | TRUE | null
1901 | PILV 222 22.000 | 22 | b | ELMU | TRUE | null
1902 | PILV GY1 120.00 | 132 | b | ELMU | TRUE | null
1903 | HBOSZ221S 22.000 | 22 | b | TITASZ | TRUE | null
1904 | HSZOB221S 22.000 | 22 | b | TITASZ | TRUE | null
1905 | KISVT221S 22.000 | 22 | b | TITASZ | TRUE | null
1906 | MSZAL221S 22.000 | 22 | b | TITASZ | TRUE | null
1907 | NYAD 221S 22.000 | 22 | b | TITASZ | TRUE | null
1908 | NYIRI 120.00 | 132 | b | TITASZ | TRUE | null
1909 | NYIRN 120.00 | 132 | b | TITASZ | TRUE | null
1910 | NYIRN 22P 22.000 | 22 | b | TITASZ | TRUE | null
1911 | GYOR AKU 120.00 | 132 | b | MAVIR | TRUE | null
1912 | BUJ AKU1 120.00 | 132 | b | MAVIR | TRUE | null
1913 | BUJ AKU2 120.00 | 132 | b | MAVIR | TRUE | null
1914 | SARF GY1 120.00 | 132 | b | EDASZ | TRUE | null
1915 | SARF 22P1 22.000 | 22 | b | EDASZ | TRUE | null
1916 | SARF 22P2 22.000 | 22 | b | EDASZ | TRUE | null
1917 | ANEP 22P 22.000 | 22 | b | EDASZ | TRUE | null
1918 | BUZS 223 22.000 | 22 | b | DEDASZ | TRUE | null
1919 | DUVM PA 120.00 | 132 | b | ELMU | TRUE | null
1920 | DUVM PB 120.00 | 132 | b | ELMU | TRUE | null
1921 | DUVM 25A 25.000 | 25 | b | ELMU | TRUE | null
1922 | DUVM 25B 25.000 | 25 | b | ELMU | TRUE | null
1923 | PATY GY1 120.00 | 132 | b | ELMU | TRUE | null
1924 | PATY 221 22.000 | 22 | b | ELMU | TRUE | null
1925 | PATY 222 22.000 | 22 | b | ELMU | TRUE | null
1926 | SZBA 25C 25.000 | 25 | b | EDASZ | TRUE | null
1927 | VARK 221 22.000 | 22 | b | EDASZ | TRUE | null
1929 | KONP P1 120.00 | 132 | b | EDASZ | TRUE | null
1930 | KONP 221 22.000 | 22 | b | EDASZ | TRUE | null
1931 | SOJTPP1 120.00 | 132 | b | DEDASZ | TRUE | null
1932 | SOJTP222 22.000 | 22 | b | DEDASZ | TRUE | null
1934 | PAKO GY1 120.00 | 132 | b | ELMU | TRUE | null
1935 | PAKM PA 120.00 | 132 | b | ELMU | TRUE | null
1936 | PAKM PB 120.00 | 132 | b | ELMU | TRUE | null
1937 | PAKM 25A 25.000 | 25 | b | ELMU | TRUE | null
1938 | PAKM 25B 25.000 | 25 | b | ELMU | TRUE | null
1939 | CSEG 223 22.000 | 22 | b | EDASZ | TRUE | null
1940 | ANEP 22P2 22.000 | 22 | b | EDASZ | TRUE | null
1941 | MTURPPV22S 22.000 | 22 | b | TITASZ | TRUE | null
1942 | NYIRI22P 22.000 | 22 | b | TITASZ | TRUE | null
1943 | NYIRI22PS 22.000 | 22 | b | TITASZ | TRUE | null
1944 | BALO PVS1 120.00 | 132 | b | MAVIR | TRUE | null
1945 | BALO PVS2 120.00 | 132 | b | MAVIR | TRUE | null
1946 | SZOL PV2 22.000 | 22 | b | MAVIR | TRUE | null
1947 | SZOL PV3 22.000 | 22 | b | MAVIR | TRUE | null
1948 | IBRAN221S 22.000 | 22 | b | TITASZ | TRUE | null
1949 | PAKO 221 22.000 | 22 | b | ELMU | TRUE | null
1950 | SZGH 221S 22.000 | 22 | b | TITASZ | TRUE | null
1951 | VARK 22P 22.000 | 22 | b | EDASZ | TRUE | null
1952 | MDEL 11 11.000 | 11 | b | EMASZ | TRUE | null
1953 | RECS 22S 22.000 | 22 | b | EMASZ | TRUE | null
1954 | SZEC 22S 22.000 | 22 | b | EMASZ | TRUE | null
1955 | SZER 22S1 22.000 | 22 | b | EMASZ | TRUE | null
1956 | SZER 22S2 22.000 | 22 | b | EMASZ | TRUE | null
1957 | GKEL MSCDN 120.00 | 132 | b | MAVIR | TRUE | null
1958 | AJED 22S1 22.000 | 22 | b | EDASZ | TRUE | null
1959 | BABA 22S1 22.000 | 22 | b | EDASZ | TRUE | null
1960 | BOGL 22S1 22.000 | 22 | b | DEDASZ | TRUE | null
1961 | BONY 22S1 22.000 | 22 | b | DEDASZ | TRUE | null
1962 | BONY 22S2 22.000 | 22 | b | DEDASZ | TRUE | null
1963 | GYME 22S1 22.000 | 22 | b | EDASZ | TRUE | null
1964 | GYRD 22S1 22.000 | 22 | b | EDASZ | TRUE | null
1965 | GYRE 22S1 22.000 | 22 | b | EDASZ | TRUE | null
1966 | IKER 22S1 22.000 | 22 | b | EDASZ | TRUE | null
1967 | INAL 6S1 6.0000 | 6 | b | EDASZ | TRUE | null
1968 | KAPU 22S1 22.000 | 22 | b | EDASZ | TRUE | null
1969 | KAPU 22S2 22.000 | 22 | b | EDASZ | TRUE | null
1970 | KAPV 22S1 22.000 | 22 | b | DEDASZ | TRUE | null
1971 | KAPV 22S2 22.000 | 22 | b | DEDASZ | TRUE | null
1972 | KERT 22S1 22.000 | 22 | b | DEDASZ | TRUE | null
1973 | KIGM 22S1 22.000 | 22 | b | EDASZ | TRUE | null
1974 | KIGM 22S2 22.000 | 22 | b | EDASZ | TRUE | null
1975 | KOMA 22S1 22.000 | 22 | b | EDASZ | TRUE | null
1976 | LEST 22S1 22.000 | 22 | b | EDASZ | TRUE | null
1977 | LITR 22S1 22.000 | 22 | b | EDASZ | TRUE | null
1978 | MLSZ 22S1 22.000 | 22 | b | EDASZ | TRUE | null
1979 | MOHA 22S1 22.000 | 22 | b | DEDASZ | TRUE | null
1980 | MOHA 22S2 22.000 | 22 | b | DEDASZ | TRUE | null
1981 | ORIP 22S1 22.000 | 22 | b | EDASZ | TRUE | null
1982 | ORIP 22S2 22.000 | 22 | b | EDASZ | TRUE | null
1983 | ORIP 35S1 35.000 | 35 | b | EDASZ | TRUE | null
1984 | PAKSD22S1 22.000 | 22 | b | DEDASZ | TRUE | null
1985 | SKSZ 22S1 22.000 | 22 | b | EDASZ | TRUE | null
1986 | SZEH 22S1 22.000 | 22 | b | DEDASZ | TRUE | null
1987 | SZEK 22S 22.000 | 22 | b | DEDASZ | TRUE | null
1988 | SZOM 22S1 22.000 | 22 | b | EDASZ | TRUE | null
1989 | SZOM 22S2 22.000 | 22 | b | EDASZ | TRUE | null
1990 | SZOM 22S3 22.000 | 22 | b | EDASZ | TRUE | null
1991 | SZOM 22S4 22.000 | 22 | b | EDASZ | TRUE | null
1992 | TAPO 22S1 22.000 | 22 | b | EDASZ | TRUE | null
1993 | TAPO 22S2 22.000 | 22 | b | EDASZ | TRUE | null
1994 | UJPE 11PS 11.000 | 11 | b | ELMU | TRUE | null
1995 | ZIRC 22S1 22.000 | 22 | b | EDASZ | TRUE | null
1996 | ROSE 221 22.000 | 22 | b | TITASZ | TRUE | null
1997 | ROSE 222 22.000 | 22 | b | TITASZ | TRUE | null
1998 | SOPT GY1 120.00 | 132 | b | EDASZ | TRUE | null
1999 | SOPT 221 22.000 | 22 | b | EDASZ | TRUE | null
2000 | BOENY332 33.000 | 33 | b | MAVIR | TRUE | null
2002 | CSPG G2B 15.750 | 15.75 | b | MAVIR | TRUE | null
2003 | CSPG G3B 15.750 | 15.75 | b | MAVIR | TRUE | null
2004 | PAKSPGY2 20.000 | 20 | b | MAVIR | TRUE | null
2005 | DUME FL 15.750 | 15.75 | b | MAVIR | TRUE | null
2006 | DUME FLS 15.750 | 15.75 | b | MAVIR | TRUE | null
2007 | AJED 22S2 22.000 | 22 | b | EDASZ | TRUE | null
2008 | ANEP 22S 22.000 | 22 | b | EDASZ | TRUE | null
2009 | ASZF 22S 22.000 | 22 | b | EDASZ | TRUE | null
2010 | BAMO 221 22.000 | 22 | b | EDASZ | TRUE | null
2011 | BAMO 222 22.000 | 22 | b | EDASZ | TRUE | null
2012 | BAMO B 120.00 | 132 | b | EDASZ | TRUE | null
2013 | BAMO K 120.00 | 132 | b | EDASZ | TRUE | null
2014 | BARA 22S 22.000 | 22 | b | EDASZ | TRUE | null
2015 | BEKM 11PS 11.000 | 11 | b | ELMU | TRUE | null
2016 | BIAT 22PS 22.000 | 22 | b | ELMU | TRUE | null
2017 | CELD 22S 22.000 | 22 | b | EDASZ | TRUE | null
2018 | CSUR 22S 22.000 | 22 | b | DEDASZ | TRUE | null
2019 | DEBG GY1 120.00 | 132 | b | TITASZ | TRUE | null
2020 | DEBG GY2 120.00 | 132 | b | TITASZ | TRUE | null
2021 | DEBG GY3 120.00 | 132 | b | TITASZ | TRUE | null
2022 | DEBG GY4 120.00 | 132 | b | TITASZ | TRUE | null
2023 | DOMB 22S 22.000 | 22 | b | DEDASZ | TRUE | null
2024 | FEBA 22PS 22.000 | 22 | b | ELMU | TRUE | null
2025 | FOT 22PS 22.000 | 22 | b | ELMU | TRUE | null
2026 | GODO 22PS 22.000 | 22 | b | ELMU | TRUE | null
2027 | GODU 22S1 22.000 | 22 | b | ELMU | TRUE | null
2028 | GODU 22S2 22.000 | 22 | b | ELMU | TRUE | null
2029 | GYRD 22S2 22.000 | 22 | b | EDASZ | TRUE | null
2030 | IVAKA 120.00 | 132 | b | DEDASZ | TRUE | null
2031 | IVAKA221 22.000 | 22 | b | DEDASZ | TRUE | null
2032 | IVAKA222 22.000 | 22 | b | DEDASZ | TRUE | null
2033 | KAPM 11PS 11.000 | 11 | b | ELMU | TRUE | null
2034 | KIGA 22S 22.000 | 22 | b | EDASZ | TRUE | null
2035 | KIGB 22S 22.000 | 22 | b | EDASZ | TRUE | null
2036 | KISB 221 22.000 | 22 | b | EDASZ | TRUE | null
2037 | KISBTP 120.00 | 132 | b | EDASZ | TRUE | null
2038 | KOBA 11PS 11.000 | 11 | b | ELMU | TRUE | null
2039 | KORM 22S 22.000 | 22 | b | EDASZ | TRUE | null
2040 | LENT 22S 22.000 | 22 | b | EDASZ | TRUE | null
2041 | MOVR 22S 22.000 | 22 | b | EDASZ | TRUE | null
2042 | MOZS 22S 22.000 | 22 | b | DEDASZ | TRUE | null
2043 | NYIRJ 221 22.000 | 22 | b | TITASZ | TRUE | null
2044 | NYIRJ 222 22.000 | 22 | b | TITASZ | TRUE | null
2045 | NYIRJ 223 22.000 | 22 | b | TITASZ | TRUE | null
2046 | NYIRJ 224 22.000 | 22 | b | TITASZ | TRUE | null
2047 | NYIRJ 225 22.000 | 22 | b | TITASZ | TRUE | null
2048 | NYIRJ 226 22.000 | 22 | b | TITASZ | TRUE | null
2049 | NYIRJ 227 22.000 | 22 | b | TITASZ | TRUE | null
2052 | NYIRJB1 120.00 | 132 | b | TITASZ | TRUE | null
2053 | NYIRJK1 120.00 | 132 | b | TITASZ | TRUE | null
2054 | ORMM 25A 25.000 | 25 | b | ELMU | TRUE | null
2055 | ORMM 25B 25.000 | 25 | b | ELMU | TRUE | null
2056 | ORMM PA 120.00 | 132 | b | ELMU | TRUE | null
2057 | ORMM PB 120.00 | 132 | b | ELMU | TRUE | null
2058 | PAPA 22S1 22.000 | 22 | b | EDASZ | TRUE | null
2059 | PAPA 22S2 22.000 | 22 | b | EDASZ | TRUE | null
2060 | RACK 22PS 22.000 | 22 | b | ELMU | TRUE | null
2061 | SARB 22S1 22.000 | 22 | b | DEDASZ | TRUE | null
2062 | SIKO 22S 22.000 | 22 | b | DEDASZ | TRUE | null
2063 | SKER 221 22.000 | 22 | b | EMASZ | TRUE | null
2065 | SKER GY1 120.00 | 132 | b | EMASZ | TRUE | null
2067 | SORS 22PS 22.000 | 22 | b | ELMU | TRUE | null
2068 | SZBA 22S1 22.000 | 22 | b | EDASZ | TRUE | null
2069 | SZBA 22S2 22.000 | 22 | b | EDASZ | TRUE | null
2070 | SZFD 22S 22.000 | 22 | b | EDASZ | TRUE | null
2071 | SZIG 22S 22.000 | 22 | b | DEDASZ | TRUE | null
2072 | SZLS 11S 11.000 | 11 | b | EDASZ | TRUE | null
2073 | SZOM 22S5 22.000 | 22 | b | EDASZ | TRUE | null
2074 | TET 22S 22.000 | 22 | b | EDASZ | TRUE | null
2075 | UJHA 22PS 22.000 | 22 | b | ELMU | TRUE | null
2076 | ULLO 22PS 22.000 | 22 | b | ELMU | TRUE | null
2077 | VIRA 11PS 11.000 | 11 | b | ELMU | TRUE | null
2078 | BTYA GY1 120.00 | 132 | b | DEMASZ | TRUE | null
2079 | MAKE GY1 120.00 | 132 | b | DEMASZ | TRUE | null
2080 | GALG 22S 22.000 | 22 | b | EMASZ | TRUE | null
2081 | MAKL 22S 22.000 | 22 | b | EMASZ | TRUE | null
2082 | NAGK 22S 22.000 | 22 | b | EMASZ | TRUE | null
2083 | INARPV1 120.00 | 132 | b | MAVIR | TRUE | null
2084 | INARPV2 120.00 | 132 | b | MAVIR | TRUE | null
2085 | INARPV1 20.000 | 20 | b | MAVIR | TRUE | null
2086 | INARPV2 20.000 | 20 | b | MAVIR | TRUE | null
2087 | DUME MT 15.750 | 15.75 | b | MAVIR | TRUE | null
2088 | DUME MTS 15.750 | 15.75 | b | MAVIR | TRUE | null
2089 | BUJF 221S 22.000 | 22 | b | TITASZ | TRUE | null
2090 | DDEL 223S 22.000 | 22 | b | TITASZ | TRUE | null
2091 | FGYA 22PS 22.000 | 22 | b | TITASZ | TRUE | null
2092 | KARCT221S 22.000 | 22 | b | TITASZ | TRUE | null
2093 | KMAD 221S 22.000 | 22 | b | TITASZ | TRUE | null
2094 | KMAD 222S 22.000 | 22 | b | TITASZ | TRUE | null
2095 | KUNSZ221S 22.000 | 22 | b | TITASZ | TRUE | null
2096 | LETA 22AS 22.000 | 22 | b | TITASZ | TRUE | null
2097 | MAFU 221S 22.000 | 22 | b | TITASZ | TRUE | null
2098 | MTUR 221S 22.000 | 22 | b | TITASZ | TRUE | null
2099 | NYBO 222S 22.000 | 22 | b | TITASZ | TRUE | null
2100 | NYIRK111S 11.000 | 11 | b | TITASZ | TRUE | null
2101 | NYIRK112S 11.000 | 11 | b | TITASZ | TRUE | null
2102 | NYIP 22PS 22.000 | 22 | b | TITASZ | TRUE | null
2103 | NYIRB221S 22.000 | 22 | b | TITASZ | TRUE | null
2104 | NYIRB222S 22.000 | 22 | b | TITASZ | TRUE | null
2105 | POLG 223S 22.000 | 22 | b | TITASZ | TRUE | null
2106 | SENY PV 22S 22.000 | 22 | b | TITASZ | TRUE | null
2107 | SZARV222S 22.000 | 22 | b | TITASZ | TRUE | null
2108 | SZOLI223S 22.000 | 22 | b | TITASZ | TRUE | null
2109 | TIKE 22BS 22.000 | 22 | b | TITASZ | TRUE | null
2110 | TIKE 22PS 22.000 | 22 | b | TITASZ | TRUE | null
2111 | TNEP 120.00 | 132 | b | EDASZ | TRUE | null
2112 | CECE B 120.00 | 132 | b | MAVIR | TRUE | null
2113 | TIMA GY1 120.00 | 132 | b | ELMU | TRUE | null
2114 | TIMA 111 11.000 | 11 | b | ELMU | TRUE | null
2115 | SZLSTP1 120.00 | 132 | b | EDASZ | TRUE | null
2116 | SZLSTP2 120.00 | 132 | b | EDASZ | TRUE | null
2117 | DEBR BS 120.00 | 132 | b | TITASZ | TRUE | null
2118 | ZSIG 111 11.000 | 11 | b | ELMU | TRUE | null
2119 | VADO PV16 120.00 | 132 | b | MAVIR | TRUE | null
2120 | VADO PV17 120.00 | 132 | b | MAVIR | TRUE | null
2121 | VADO PV18 120.00 | 132 | b | MAVIR | TRUE | null
2122 | VADO PV19 120.00 | 132 | b | MAVIR | TRUE | null
2123 | VADO PV20 120.00 | 132 | b | MAVIR | TRUE | null
2124 | VADO PV21 120.00 | 132 | b | MAVIR | TRUE | null
2125 | XBE_NA11 400.00 | 400 | b | AC-INTR. | TRUE | null
2126 | XER_PE11 400.00 | 400 | b | AC-INTR. | TRUE | null
2127 | XER_PE12 400.00 | 400 | b | AC-INTR. | TRUE | null
2128 | XGO_LE11 400.00 | 400 | b | AC-INTR. | TRUE | null
2129 | XGY_GA11 400.00 | 400 | b | AC-INTR. | TRUE | null
2130 | XHE_CI12 400.00 | 400 | b | AC-INTR. | TRUE | null
2131 | XKI_MU21 220.00 | 220 | b | AC-INTR. | TRUE | null
2132 | XNE_GY21 220.00 | 220 | b | AC-INTR. | TRUE | null
2133 | XSA_AR11 400.00 | 400 | b | AC-INTR. | TRUE | null
2134 | XSA_SU11 400.00 | 400 | b | AC-INTR. | TRUE | null
2135 | XTI_MU21 220.00 | 220 | b | AC-INTR. | TRUE | null
2136 | XWI_GY21 220.00 | 220 | b | AC-INTR. | TRUE | null
2137 | XZE_HE12 400.00 | 400 | b | AC-INTR. | TRUE | null
2138 | XZU_GY11 400.00 | 400 | b | AC-INTR. | TRUE | null
2139 | XZU_SZ11 400.00 | 400 | b | AC-INTR. | TRUE | null
2140 | XGN_GA11 400.00 | 400 | b | AC-INTR. | TRUE | null
2141 | XSA_RI11 400.00 | 400 | b | AC-INTR. | TRUE | null
2142 | XBA_MU11 400.00 | 400 | b | AC-INTR. | TRUE | null
2143 | XJO_OR11 400.00 | 400 | b | AC-INTR. | TRUE | null
2144 | XBA_ZA01 750.00 | 750 | b | AC-INTR. | TRUE | null
2145 | XSA_SU12 400.00 | 400 | b | AC-INTR. | TRUE | null
2146 | XGN_VD11 400.00 | 400 | b | AC-INTR. | TRUE | null
2147 | XBE_NA12 400.00 | 400 | b | AC-INTR. | TRUE | null
2148 | XSA_RI12 400.00 | 400 | b | AC-INTR. | TRUE | null

## bus_dc
name | vn_kv | type | zone | in_service | geo

## load
| name | bus | p_mw | q_mvar | const_z_p_percent | const_i_p_percent | const_z_q_percent | const_i_q_percent | sn_mva | scaling | in_service | type
1 | DUME ELE 120.00-EL-L | 35 | 150 | 0 | 0 | 0 | 0 | 0 |  | 1 | TRUE | wye
2 | DUJV PGM 120.00-VK-L | 42 | 7.2 | 0 | 0 | 0 | 0 | 0 |  | 1 | TRUE | wye
4 | DUME G14 15.750-14-L | 50 | 2 | 1.6 | 0 | 0 | 0 | 0 |  | 1 | TRUE | wye
6 | DUME G8 15.750-8-L | 52 | 8 | 6.4 | 0 | 0 | 0 | 0 |  | 1 | TRUE | wye
8 | DUME G17 10.500-VK-L | 54 | 31 | 0 | 0 | 0 | 0 | 0 |  | 1 | TRUE | wye
9 | DUME G7 19.000-7-L | 57 | 6.0056 | 4.5042 | 0 | 0 | 0 | 0 |  | 1 | TRUE | wye
10 | GONYEP1 21.000-1-L | 92 | 4.4 | 3.3 | 0 | 0 | 0 | 0 |  | 1 | TRUE | wye
16 | MATREG2 11.500-2-L | 149 | 0 | 0 | 0 | 0 | 0 | 0 |  | 1 | TRUE | wye
17 | MATREG6 10.500-6-L | 150 | 0 | 0 | 0 | 0 | 0 | 0 |  | 1 | TRUE | wye
18 | MATREG7 10.500-7-L | 151 | 0 | 0 | 0 | 0 | 0 | 0 |  | 1 | TRUE | wye
21 | PAKSU_52 120.00-52-L | 175 | 0 | 0 | 0 | 0 | 0 | 0 |  | 1 | TRUE | wye
22 | PAKSU_61 120.00-61-L | 176 | 0 | 0 | 0 | 0 | 0 | 0 |  | 1 | TRUE | wye
23 | PAKSU_62 120.00-62-L | 177 | 0 | 0 | 0 | 0 | 0 | 0 |  | 1 | TRUE | wye
24 | PAKS G1 15.750-1-L | 189 | 14.4 | 11.0736 | 0 | 0 | 0 | 0 |  | 1 | TRUE | wye
25 | PAKS G2 15.750-2-L | 190 | 14.4 | 11.0736 | 0 | 0 | 0 | 0 |  | 1 | TRUE | wye
26 | PAKS G3 15.750-3-L | 191 | 14.37 | 11.0505 | 0 | 0 | 0 | 0 |  | 1 | TRUE | wye
27 | PAKS G4 15.750-4-L | 192 | 14.37 | 11.0505 | 0 | 0 | 0 | 0 |  | 1 | TRUE | wye
28 | PAKS G5 15.750-5-L | 193 | 14.37 | 11.0505 | 0 | 0 | 0 | 0 |  | 1 | TRUE | wye
29 | PAKS G6 15.750-6-L | 194 | 14.37 | 11.0505 | 0 | 0 | 0 | 0 |  | 1 | TRUE | wye
30 | PAKS G7 15.750-7-L | 195 | 14.37 | 11.0505 | 0 | 0 | 0 | 0 |  | 1 | TRUE | wye
31 | PAKS G8 15.750-8-L | 196 | 14.37 | 11.0505 | 0 | 0 | 0 | 0 |  | 1 | TRUE | wye
32 | PAKSUG5 24.000-5-L | 200 | 46.912 | 32.8384 | 0 | 0 | 0 | 0 |  | 1 | TRUE | wye
33 | PAKSUG6 24.000-6-L | 201 | 46.912 | 32.8384 | 0 | 0 | 0 | 0 |  | 1 | TRUE | wye
35 | TISZEG5 20.000-5-L | 265 | 5.154 | 3.436 | 0 | 0 | 0 | 0 |  | 1 | TRUE | wye
36 | TISZEG6 20.000-6-L | 266 | 5.1502 | 3.4335 | 0 | 0 | 0 | 0 |  | 1 | TRUE | wye
37 | TISZEG2 15.750-2-L | 270 | 3.146 | 2.3595 | 0 | 0 | 0 | 0 |  | 1 | TRUE | wye
38 | TISZEG4 15.750-4-L | 271 | 3.1498 | 2.3624 | 0 | 0 | 0 | 0 |  | 1 | TRUE | wye
39 | ZUGL K1 120.00-VK-L | 291 | 10 | 0 | 0 | 0 | 0 | 0 |  | 1 | TRUE | wye
41 | CSPG G2 15.750-VK-L | 304 | 30 | 0 | 0 | 0 | 0 | 0 |  | 1 | TRUE | wye
44 | ADAT 1 120.00-1-L | 338 | 3 | 1.0625 | 0 | 0 | 0 | 0 |  | 1 | TRUE | wye
45 | ADAT 2 120.00-2-L | 339 | 3 | 1.0625 | 0 | 0 | 0 | 0 |  | 1 | TRUE | wye
47 | PECSEK1 120.00-VK-L | 388 | 10.8 | 0 | 0 | 0 | 0 | 0 |  | 1 | TRUE | wye
48 | PECSEG3 120.00-3-L | 389 | 0 | 0 | 0 | 0 | 0 | 0 |  | 1 | TRUE | wye
50 | PECSEG6 120.00-6-L | 391 | 0 | 0 | 0 | 0 | 0 | 0 |  | 1 | TRUE | wye
51 | SZEK K1 120.00-VK-L | 403 | 5 | 0 | 0 | 0 | 0 | 0 |  | 1 | TRUE | wye
52 | SZIG K1 120.00-VK-L | 404 | 0.5 | 0 | 0 | 0 | 0 | 0 |  | 1 | TRUE | wye
53 | TAMS K1 120.00-VK-L | 407 | 1.5 | 0 | 0 | 0 | 0 | 0 |  | 1 | TRUE | wye
54 | ALGY GY3 120.00-1-L | 416 | 10.375 | 0.657 | 0 | 0 | 0 | 0 |  | 1 | TRUE | wye
55 | ALGY GY3 120.00-2-L | 416 | 10.375 | 0.657 | 0 | 0 | 0 | 0 |  | 1 | TRUE | wye
57 | BAJA GY1 120.00-1-L | 419 | 12.572 | 0.632 | 0 | 0 | 0 | 0 |  | 1 | TRUE | wye
58 | BAJA GY1 120.00-2-L | 419 | 12.572 | 0.279 | 0 | 0 | 0 | 0 |  | 1 | TRUE | wye
60 | BAJD GY1 120.00-2-L | 420 | 5.47 | 0.312 | 0 | 0 | 0 | 0 |  | 1 | TRUE | wye
61 | BCSA B 120.00-1-L | 421 | 21.045 | 1.351 | 0 | 0 | 0 | 0 |  | 1 | TRUE | wye
63 | BCSA B 120.00-3-L | 421 | 11.522 | 0.635 | 0 | 0 | 0 | 0 |  | 1 | TRUE | wye
64 | BCSA B 120.00-MA-L | 421 | 1 | 0.167 | 0 | 0 | 0 | 0 |  | 1 | TRUE | wye
65 | BCSA B 120.00-MB-L | 421 | 1 | 0.167 | 0 | 0 | 0 | 0 |  | 1 | TRUE | wye
66 | BCSK GY1 120.00-1-L | 423 | 11.592 | 0.715 | 0 | 0 | 0 | 0 |  | 1 | TRUE | wye
69 | BEKS GY1 120.00-2-L | 427 | 13.801 | 0.713 | 0 | 0 | 0 | 0 |  | 1 | TRUE | wye
71 | CEGL GY1 120.00-2-L | 428 | 23.219 | 0.333 | 0 | 0 | 0 | 0 |  | 1 | TRUE | wye
74 | CEGL GY1 120.00-MA-L | 428 | 2 | -0.8 | 0 | 0 | 0 | 0 |  | 1 | TRUE | wye
75 | CEGL GY1 120.00-MB-L | 428 | 2 | 1 | 0 | 0 | 0 | 0 |  | 1 | TRUE | wye
76 | CSAT GY1 120.00-1-L | 429 | 0.61 | 0 | 0 | 0 | 0 | 0 |  | 1 | TRUE | wye
77 | CSER 1 120.00-1-L | 430 | 18.798 | 0.159 | 0 | 0 | 0 | 0 |  | 1 | TRUE | wye
80 | CSER 2 120.00-MA-L | 431 | 4 | 0.333 | 0 | 0 | 0 | 0 |  | 1 | TRUE | wye
81 | CSON GY1 120.00-1-L | 432 | 20.811 | 0.599 | 0 | 0 | 0 | 0 |  | 1 | TRUE | wye
84 | FETO GY1 120.00-2-L | 433 | 18 | 12.3864 | 0 | 0 | 0 | 0 |  | 1 | TRUE | wye
85 | FETO GY1 120.00-3-L | 433 | 61 | 0 | 0 | 0 | 0 | 0 |  | 1 | TRUE | wye
86 | GYLA 1 120.00-1-L | 434 | 10.547 | 0 | 0 | 0 | 0 | 0 |  | 1 | TRUE | wye
87 | GYLA 2 120.00-2-L | 435 | 10.547 | 0.594 | 0 | 0 | 0 | 0 |  | 1 | TRUE | wye
90 | HODM GY1 120.00-2-L | 436 | 22.794 | 0.536 | 0 | 0 | 0 | 0 |  | 1 | TRUE | wye
93 | KALO GY1 120.00-1-L | 438 | 21.889 | 0.264 | 0 | 0 | 0 | 0 |  | 1 | TRUE | wye
94 | KALO GY1 120.00-2-L | 438 | 21.889 | 0.452 | 0 | 0 | 0 | 0 |  | 1 | TRUE | wye
96 | KDMA GY1 120.00-1-L | 439 | 12.858 | 0.55 | 0 | 0 | 0 | 0 |  | 1 | TRUE | wye
97 | KDMA GY1 120.00-2-L | 439 | 12.858 | 0.546 | 0 | 0 | 0 | 0 |  | 1 | TRUE | wye
99 | KECE 1 120.00-1-L | 440 | 27.818 | 0.955 | 0 | 0 | 0 | 0 |  | 1 | TRUE | wye
101 | KECK GY1 120.00-1-L | 442 | 7.03 | 0.789 | 0 | 0 | 0 | 0 |  | 1 | TRUE | wye
107 | KECI GY1 120.00-1-L | 445 | 6.104 | 0 | 0 | 0 | 0 | 0 |  | 1 | TRUE | wye
109 | KHAL GY1 120.00-1-L | 446 | 39.381 | 0.472 | 0 | 0 | 0 | 0 |  | 1 | TRUE | wye
113 | KHAM GY1 120.00-MB-L | 448 | 2 | 0.333 | 0 | 0 | 0 | 0 |  | 1 | TRUE | wye
115 | KIST GY1 120.00-2-L | 450 | 10.305 | 0.491 | 0 | 0 | 0 | 0 |  | 1 | TRUE | wye
116 | KIST GY1 120.00-MA-L | 450 | 2 | 0.333 | 0 | 0 | 0 | 0 |  | 1 | TRUE | wye
118 | KKOR GY1 120.00-1-L | 451 | 13.642 | 0.915 | 0 | 0 | 0 | 0 |  | 1 | TRUE | wye
120 | KMAJ GY1 120.00-1-L | 452 | 14.799 | 0.47 | 0 | 0 | 0 | 0 |  | 1 | TRUE | wye
122 | KSZU GY1 120.00-1-L | 453 | 4.069 | 0.268 | 0 | 0 | 0 | 0 |  | 1 | TRUE | wye
123 | KSZU GY1 120.00-2-L | 453 | 10.173 | 0.235 | 0 | 0 | 0 | 0 |  | 1 | TRUE | wye
124 | KSZU GY1 120.00-3-L | 453 | 10.173 | 1.383 | 0 | 0 | 0 | 0 |  | 1 | TRUE | wye
126 | KUNF GY1 120.00-1-L | 454 | 9.621 | 0.245 | 0 | 0 | 0 | 0 |  | 1 | TRUE | wye
129 | KUNM GY1 120.00-1-L | 455 | 6.414 | 0.333 | 0 | 0 | 0 | 0 |  | 1 | TRUE | wye
132 | KUNM GY1 120.00-MB-L | 455 | 2 | 0.333 | 0 | 0 | 0 | 0 |  | 1 | TRUE | wye
133 | LAJM GY1 120.00-1-L | 456 | 12.004 | 0.943 | 0 | 0 | 0 | 0 |  | 1 | TRUE | wye
134 | LAJM GY1 120.00-2-L | 456 | 12.004 | 0.333 | 0 | 0 | 0 | 0 |  | 1 | TRUE | wye
135 | LAJM GY1 120.00-MA-L | 456 | 4 | 0.333 | 0 | 0 | 0 | 0 |  | 1 | TRUE | wye
138 | MAKO GY1 120.00-2-L | 458 | 24.975 | 0.986 | 0 | 0 | 0 | 0 |  | 1 | TRUE | wye
141 | MDGY GY1 120.00-1-L | 459 | 26.385 | 0.52 | 0 | 0 | 0 | 0 |  | 1 | TRUE | wye
144 | MEHE GY1 120.00-2-L | 460 | 5.774 | 0.521 | 0 | 0 | 0 | 0 |  | 1 | TRUE | wye
145 | MHAL GY1 120.00-1-L | 461 | 19.504 | 1.086 | 0 | 0 | 0 | 0 |  | 1 | TRUE | wye
147 | MONO GY1 120.00-1-L | 462 | 23.268 | 0.742 | 0 | 0 | 0 | 0 |  | 1 | TRUE | wye
150 | NKOR GY1 120.00-1-L | 463 | 15.453 | 0.082 | 0 | 0 | 0 | 0 |  | 1 | TRUE | wye
152 | OROS GY1 120.00-1-L | 464 | 25.232 | 0.978 | 0 | 0 | 0 | 0 |  | 1 | TRUE | wye
155 | ORUV GY1 120.00-A-L | 465 | 1 | 0.97 | 0 | 0 | 0 | 0 |  | 1 | TRUE | wye
156 | ORUV GY1 120.00-B-L | 465 | 1 | 0.97 | 0 | 0 | 0 | 0 |  | 1 | TRUE | wye
157 | SOLT GY1 120.00-1-L | 466 | 14.802 | 0.32 | 0 | 0 | 0 | 0 |  | 1 | TRUE | wye
159 | SZAL GY1 120.00-1-L | 468 | 17.813 | 1.262 | 0 | 0 | 0 | 0 |  | 1 | TRUE | wye
160 | SZAL GY1 120.00-2-L | 468 | 17.813 | 0 | 0 | 0 | 0 | 0 |  | 1 | TRUE | wye
163 | SZAL GY1 120.00-MB-L | 468 | 2 | 0.333 | 0 | 0 | 0 | 0 |  | 1 | TRUE | wye
164 | SZEE 1 120.00-1-L | 469 | 21.099 | 0 | 0 | 0 | 0 | 0 |  | 1 | TRUE | wye
165 | SZEE 2 120.00-2-L | 470 | 21.099 | 0.887 | 0 | 0 | 0 | 0 |  | 1 | TRUE | wye
167 | SZEGF2FO 120.00-2-L | 472 | 13.792 | 0.376 | 0 | 0 | 0 | 0 |  | 1 | TRUE | wye
168 | SZEGF3FO 120.00-3-L | 473 | 19.703 | 0.64 | 0 | 0 | 0 | 0 |  | 1 | TRUE | wye
170 | SZEN GY1 120.00-2-L | 474 | 26.896 | 1.267 | 0 | 0 | 0 | 0 |  | 1 | TRUE | wye
173 | UJSZ GY1 120.00-1-L | 475 | 5.911 | 0.4 | 0 | 0 | 0 | 0 |  | 1 | TRUE | wye
175 | ZSAN GY1 120.00-1-L | 476 | 0.35 | 0.1 | 0 | 0 | 0 | 0 |  | 1 | TRUE | wye
179 | KECA GY1 120.00-1-L | 477 | 29 | 0.45 | 0 | 0 | 0 | 0 |  | 1 | TRUE | wye
180 | KECA GY1 120.00-2-L | 477 | 29 | 0.433 | 0 | 0 | 0 | 0 |  | 1 | TRUE | wye
181 | SVAD GY1 120.00-1-L | 478 | 9.095 | 1.203 | 0 | 0 | 0 | 0 |  | 1 | TRUE | wye
183 | TAZL GY1 120.00-N1-L | 479 | 0 | 0 | 0 | 0 | 0 | 0 |  | 1 | TRUE | wye
184 | CSEP K 120.00-VK-L | 496 | 10 | 0 | 0 | 0 | 0 | 0 |  | 1 | TRUE | wye
186 | KAPM GY1 120.00-VK-L | 530 | 10 | 0 | 0 | 0 | 0 | 0 |  | 1 | TRUE | wye
189 | KFOL K1 120.00-VK-L | 543 | 5 | 0 | 0 | 0 | 0 | 0 |  | 1 | TRUE | wye
192 | PLOR GY1 120.00-VK-L | 568 | 10 | 0 | 0 | 0 | 0 | 0 |  | 1 | TRUE | wye
193 | RKER GY2 120.00-VK-L | 577 | 10 | 0 | 0 | 0 | 0 | 0 |  | 1 | TRUE | wye
194 | AUDI GY1 120.00-2-L | 618 | 6.75 | 1.89 | 0 | 0 | 0 | 0 |  | 1 | TRUE | wye
195 | AUDI GY1 120.00-4-L | 618 | 6.75 | 1.89 | 0 | 0 | 0 | 0 |  | 1 | TRUE | wye
196 | AUDI GY2 120.00-1-L | 619 | 6.75 | 1.89 | 0 | 0 | 0 | 0 |  | 1 | TRUE | wye
197 | AUDI GY2 120.00-3-L | 619 | 6.75 | 1.89 | 0 | 0 | 0 | 0 |  | 1 | TRUE | wye
200 | ALMF GY1 120.00-VK-L | 629 | 5.5 | 0 | 0 | 0 | 0 | 0 |  | 1 | TRUE | wye
203 | GYRE K 120.00-VK-L | 655 | 4.89 | 0 | 0 | 0 | 0 | 0 |  | 1 | TRUE | wye
204 | SZFN PER 120.00-VK-L | 720 | 3.67 | 0 | 0 | 0 | 0 | 0 |  | 1 | TRUE | wye
205 | SZOM B 120.00-VK-L | 725 | 6 | 0 | 0 | 0 | 0 | 0 |  | 1 | TRUE | wye
206 | TABG K 120.00-VK-L | 728 | 3.67 | 0 | 0 | 0 | 0 | 0 |  | 1 | TRUE | wye
207 | TAPO GY1 120.00-VK-L | 733 | 1.27 | 0 | 0 | 0 | 0 | 0 |  | 1 | TRUE | wye
208 | EGES K1 120.00-VK-L | 788 | 2.5 | 0 | 0 | 0 | 0 | 0 |  | 1 | TRUE | wye
209 | GYON K1 120.00-VK-L | 794 | 2.5 | 0 | 0 | 0 | 0 | 0 |  | 1 | TRUE | wye
210 | KBAR P1 120.00-VK-L | 801 | 2.5 | 0 | 0 | 0 | 0 | 0 |  | 1 | TRUE | wye
211 | KFAL K1 120.00-VK-L | 803 | 2.5 | 0 | 0 | 0 | 0 | 0 |  | 1 | TRUE | wye
213 | MDEL K1 120.00-VK-L | 809 | 2.5 | 0 | 0 | 0 | 0 | 0 |  | 1 | TRUE | wye
214 | MESZ GY1 120.00-VK-L | 810 | 2.5 | 0 | 0 | 0 | 0 | 0 |  | 1 | TRUE | wye
215 | MNYU K 120.00-VK-L | 814 | 2.5 | 0 | 0 | 0 | 0 | 0 |  | 1 | TRUE | wye
216 | OZDE K1 120.00-VK-L | 826 | 2.5 | 0 | 0 | 0 | 0 | 0 |  | 1 | TRUE | wye
217 | STAR GY1 120.00-VK-L | 833 | 2.5 | 0 | 0 | 0 | 0 | 0 |  | 1 | TRUE | wye
218 | TUJV 1 120.00-VK-L | 844 | 2.5 | 0 | 0 | 0 | 0 | 0 |  | 1 | TRUE | wye
219 | DBDK GY1 120.00-VK-L | 858 | 5 | 0 | 0 | 0 | 0 | 0 |  | 1 | TRUE | wye
221 | NYIRSB 120.00-VK-L | 902 | 10 | 0 | 0 | 0 | 0 | 0 |  | 1 | TRUE | wye
222 | SZOLEK1 120.00-VK-L | 914 | 10 | 0 | 0 | 0 | 0 | 0 |  | 1 | TRUE | wye
223 | ACEL 221 22.000-1-L | 962 | 0.917 | -0.021 | 0 | 0 | 0 | 0 |  | 1 | TRUE | wye
224 | AJED 22A 22.000-1-L | 963 | 5.48 | -0.06 | 0 | 0 | 0 | 0 |  | 1 | TRUE | wye
225 | AJED 22A 22.000-K-L | 963 | 0 | 0 | 0 | 0 | 0 | 0 |  | 1 | TRUE | wye
226 | AJED 22B 22.000-2-L | 964 | 8.03 | -0.09 | 0 | 0 | 0 | 0 |  | 1 | TRUE | wye
228 | AJKA 11K 11.000-K-L | 971 | 0.5 | 0.6 | 0 | 0 | 0 | 0 |  | 1 | TRUE | wye
229 | ALBF 11A 11.000-A-L | 972 | 17.606 | -2.399 | 0 | 0 | 0 | 0 |  | 1 | TRUE | wye
230 | ALBF 11C 11.000-C-L | 973 | 0.045 | 0 | 0 | 0 | 0 | 0 |  | 1 | TRUE | wye
231 | ALMF 111 11.000-1-L | 974 | 1.51 | 0.53 | 0 | 0 | 0 | 0 |  | 1 | TRUE | wye
233 | ANGY 11A 11.000-A-L | 976 | 8.88 | -0.047 | 0 | 0 | 0 | 0 |  | 1 | TRUE | wye
234 | ANGY 11B 11.000-B-L | 977 | 0 | 0 | 0 | 0 | 0 | 0 |  | 1 | TRUE | wye
235 | ANGY 11C 11.000-C-L | 978 | 16.329 | -0.955 | 0 | 0 | 0 | 0 |  | 1 | TRUE | wye
236 | ASZF 22A 22.000-A-L | 979 | 10.78 | -1.33 | 0 | 0 | 0 | 0 |  | 1 | TRUE | wye
237 | ASZF 22B 22.000-B-L | 980 | 5.94 | -0.73 | 0 | 0 | 0 | 0 |  | 1 | TRUE | wye
238 | BABR 351 35.000-1-L | 982 | 2.488 | 1.481 | 0 | 0 | 0 | 0 |  | 1 | TRUE | wye
239 | BABR 352 35.000-2-L | 983 | 0 | 0 | 0 | 0 | 0 | 0 |  | 1 | TRUE | wye
240 | BAKT 221 22.000-1-L | 984 | 4.1079 | 0.95369 | 0 | 0 | 0 | 0 |  | 1 | TRUE | wye
242 | BANH 221 22.000-11-L | 986 | 14.46 | 0.9 | 0 | 0 | 0 | 0 |  | 1 | TRUE | wye
243 | BANH 221 22.000-12-L | 986 | 0 | 0 | 0 | 0 | 0 | 0 |  | 1 | TRUE | wye
244 | BANH 222 22.000-21-L | 987 | 7.61 | 0.47 | 0 | 0 | 0 | 0 |  | 1 | TRUE | wye
245 | BANH 222 22.000-22-L | 987 | 0 | 0 | 0 | 0 | 0 | 0 |  | 1 | TRUE | wye
246 | BANH 223 22.000-31-L | 988 | 8.88 | 0.55 | 0 | 0 | 0 | 0 |  | 1 | TRUE | wye
247 | BANH 223 22.000-32-L | 988 | 0 | 0 | 0 | 0 | 0 | 0 |  | 1 | TRUE | wye
248 | BARA 221 22.000-1-L | 989 | 6.85 | 0.09 | 0 | 0 | 0 | 0 |  | 1 | TRUE | wye
249 | BARA 222 22.000-2-L | 990 | 6.96 | 0.09 | 0 | 0 | 0 | 0 |  | 1 | TRUE | wye
250 | BARCS221 22.000-1-L | 991 | 4.45 | -0.58 | 0 | 0 | 0 | 0 |  | 1 | TRUE | wye
251 | BARCS221 22.000-K-L | 991 | 0 | 0 | 0 | 0 | 0 | 0 |  | 1 | TRUE | wye
253 | BCGA 61 6.0000-1-L | 993 | 11.036 | 2.573 | 0 | 0 | 0 | 0 |  | 1 | TRUE | wye
254 | BCGA 62 6.0000-2-L | 994 | 11.036 | 2.573 | 0 | 0 | 0 | 0 |  | 1 | TRUE | wye
255 | BCGA 63 6.0000-3-L | 995 | 11.036 | 2.573 | 0 | 0 | 0 | 0 |  | 1 | TRUE | wye
256 | BCGA 64 6.0000-4-L | 996 | 8.104 | 2.009 | 0 | 0 | 0 | 0 |  | 1 | TRUE | wye
257 | BCGA 65 6.0000-5-L | 997 | 8.104 | 2.009 | 0 | 0 | 0 | 0 |  | 1 | TRUE | wye
258 | BCGA 66 6.0000-6-L | 998 | 8.104 | 2.009 | 0 | 0 | 0 | 0 |  | 1 | TRUE | wye
259 | BEKM 11A 11.000-A-L | 999 | 11.821 | -0.231 | 0 | 0 | 0 | 0 |  | 1 | TRUE | wye
261 | BELEM25A 25.000-MA-L | 1001 | 0.94 | 0.37 | 0 | 0 | 0 | 0 |  | 1 | TRUE | wye
262 | BELEM25B 25.000-MB-L | 1002 | 0 | 0 | 0 | 0 | 0 | 0 |  | 1 | TRUE | wye
263 | BERE 61 6.0000-1-L | 1003 | 13.39 | 1.18 | 0 | 0 | 0 | 0 |  | 1 | TRUE | wye
265 | BFOL 22A 22.000-A-L | 1005 | 2.84 | -1.12 | 0 | 0 | 0 | 0 |  | 1 | TRUE | wye
266 | BFOL 22B 22.000-B-L | 1006 | 4.46 | -1.75 | 0 | 0 | 0 | 0 |  | 1 | TRUE | wye
267 | BFOL 25C 25.000-MC-L | 1007 | 0 | 0 | 0 | 0 | 0 | 0 |  | 1 | TRUE | wye
268 | BFOL 25D 25.000-MD-L | 1008 | 1.65 | 0.05 | 0 | 0 | 0 | 0 |  | 1 | TRUE | wye
269 | BGYA 221 22.000-1-L | 1009 | 10.923 | -0.59 | 0 | 0 | 0 | 0 |  | 1 | TRUE | wye
271 | BIAT 221 22.000-1-L | 1011 | 21.253 | 4.541 | 0 | 0 | 0 | 0 |  | 1 | TRUE | wye
272 | BIAT 222 22.000-2-L | 1012 | 0 | 0 | 0 | 0 | 0 | 0 |  | 1 | TRUE | wye
273 | BIAT 25A 25.000-MA-L | 1013 | 0 | 0 | 0 | 0 | 0 | 0 |  | 1 | TRUE | wye
274 | BIAT 25B 25.000-MB-L | 1014 | 9.183 | 2.813 | 0 | 0 | 0 | 0 |  | 1 | TRUE | wye
275 | BICS 221 22.000-1-L | 1015 | 8.93 | -0.5 | 0 | 0 | 0 | 0 |  | 1 | TRUE | wye
276 | BICS 222 22.000-2-L | 1016 | 0.49 | -0.03 | 0 | 0 | 0 | 0 |  | 1 | TRUE | wye
277 | BICS 223 22.000-3-L | 1017 | 1.33 | -0.07 | 0 | 0 | 0 | 0 |  | 1 | TRUE | wye
278 | BNAD 221 22.000-1-L | 1018 | 6.43 | 0 | 0 | 0 | 0 | 0 |  | 1 | TRUE | wye
280 | BOGL 221 22.000-1-L | 1020 | 4.11 | -0.73 | 0 | 0 | 0 | 0 |  | 1 | TRUE | wye
281 | BOGL 221 22.000-K-L | 1020 | 0 | 0 | 0 | 0 | 0 | 0 |  | 1 | TRUE | wye
282 | BOGL 222 22.000-2-L | 1021 | 5.87 | -1.04 | 0 | 0 | 0 | 0 |  | 1 | TRUE | wye
283 | BONY 221 22.000-1-L | 1022 | 4.94 | -0.09 | 0 | 0 | 0 | 0 |  | 1 | TRUE | wye
285 | BUDO 221 22.000-1-L | 1025 | 13.952 | -2.675 | 0 | 0 | 0 | 0 |  | 1 | TRUE | wye
287 | BUDO 223 22.000-3-L | 1027 | 14.729 | -2.1 | 0 | 0 | 0 | 0 |  | 1 | TRUE | wye
288 | BUJF 221 22.000-1-L | 1028 | 12.7213 | 2.1981 | 0 | 0 | 0 | 0 |  | 1 | TRUE | wye
289 | BUJF 221 22.000-K-L | 1028 | 0 | 0 | 0 | 0 | 0 | 0 |  | 1 | TRUE | wye
291 | BUJV 221 22.000-1-L | 1030 | 5.0006 | -0.52661 | 0 | 0 | 0 | 0 |  | 1 | TRUE | wye
292 | BUKO 11A 11.000-A-L | 1031 | 0 | 0 | 0 | 0 | 0 | 0 |  | 1 | TRUE | wye
293 | BUKO 11B 11.000-B-L | 1032 | 23.455 | 1.028 | 0 | 0 | 0 | 0 |  | 1 | TRUE | wye
294 | BVK 221 22.000-1-L | 1035 | 14.578 | 2.88 | 0 | 0 | 0 | 0 |  | 1 | TRUE | wye
295 | BVK 222 22.000-2-L | 1036 | 14.578 | 2.88 | 0 | 0 | 0 | 0 |  | 1 | TRUE | wye
296 | BVK 223 22.000-3-L | 1037 | 14.578 | 2.88 | 0 | 0 | 0 | 0 |  | 1 | TRUE | wye
297 | BVK 61 6.0000-1-L | 1040 | 14.578 | 2.88 | 0 | 0 | 0 | 0 |  | 1 | TRUE | wye
298 | BVK 62 6.0000-2-L | 1041 | 14.578 | 2.88 | 0 | 0 | 0 | 0 |  | 1 | TRUE | wye
299 | BVK 63 6.0000-3-L | 1042 | 14.578 | 2.88 | 0 | 0 | 0 | 0 |  | 1 | TRUE | wye
300 | BVK 64 6.0000-4-L | 1043 | 14.578 | 2.88 | 0 | 0 | 0 | 0 |  | 1 | TRUE | wye
301 | BVK 65 6.0000-5-L | 1044 | 14.578 | 2.88 | 0 | 0 | 0 | 0 |  | 1 | TRUE | wye
302 | CELD 22C 22.000-C-L | 1045 | 5.77 | -0.18 | 0 | 0 | 0 | 0 |  | 1 | TRUE | wye
303 | CELD 22C 22.000-K-L | 1045 | 0 | 0 | 0 | 0 | 0 | 0 |  | 1 | TRUE | wye
305 | CELD 25A 25.000-MA-L | 1047 | 0 | 0 | 0 | 0 | 0 | 0 |  | 1 | TRUE | wye
306 | CELD 25B 25.000-MB-L | 1048 | 1.56 | 0.5 | 0 | 0 | 0 | 0 |  | 1 | TRUE | wye
307 | CSAR 11A 11.000-A-L | 1052 | 20.493 | 0.234 | 0 | 0 | 0 | 0 |  | 1 | TRUE | wye
309 | CSAR 11C 11.000-C-L | 1054 | 17.627 | 0 | 0 | 0 | 0 | 0 |  | 1 | TRUE | wye
310 | CSEA 11A 11.000-A-L | 1055 | 15.088 | -0.856 | 0 | 0 | 0 | 0 |  | 1 | TRUE | wye
312 | CSEG 221 22.000-1-L | 1057 | 6.58 | 0.51 | 0 | 0 | 0 | 0 |  | 1 | TRUE | wye
314 | CSEP 11B 11.000-B-L | 1059 | 6.789 | 1.341 | 0 | 0 | 0 | 0 |  | 1 | TRUE | wye
316 | CSOR 22B 22.000-B-L | 1061 | 8.67 | -1 | 0 | 0 | 0 | 0 |  | 1 | TRUE | wye
317 | CSOR 22B 22.000-K-L | 1061 | 0 | -2.4 | 0 | 0 | 0 | 0 |  | 1 | TRUE | wye
318 | CSOR 25C 25.000-MC-L | 1062 | 1.61 | -0.11 | 0 | 0 | 0 | 0 |  | 1 | TRUE | wye
319 | CSOR 25D 25.000-MD-L | 1063 | 0 | 0 | 0 | 0 | 0 | 0 |  | 1 | TRUE | wye
320 | CSUR 221 22.000-1-L | 1064 | 2.78 | 0 | 0 | 0 | 0 | 0 |  | 1 | TRUE | wye
321 | CSUR 221 22.000-K-L | 1064 | 0 | 0 | 0 | 0 | 0 | 0 |  | 1 | TRUE | wye
322 | CSUR 62 6.0000-2-L | 1065 | 0 | 0 | 0 | 0 | 0 | 0 |  | 1 | TRUE | wye
323 | DAM 353 35.000-3-L | 1066 | 0 | 0 | 0 | 0 | 0 | 0 |  | 1 | TRUE | wye
325 | DBDK 112 11.000-2-L | 1068 | 6.9065 | 0.80605 | 0 | 0 | 0 | 0 |  | 1 | TRUE | wye
327 | DBIP 22B 22.000-B-L | 1070 | 10.0031 | 0.049386 | 0 | 0 | 0 | 0 |  | 1 | TRUE | wye
328 | DBTOC11A 11.000-A-L | 1071 | 7.3634 | 0.64261 | 0 | 0 | 0 | 0 |  | 1 | TRUE | wye
332 | DCM 63 6.0000-3-L | 1075 | 8.782 | 3.154 | 0 | 0 | 0 | 0 |  | 1 | TRUE | wye
334 | DDEL 222 22.000-2-L | 1077 | 16.2884 | 1.3469 | 0 | 0 | 0 | 0 |  | 1 | TRUE | wye
335 | DDEL 223 22.000-3-L | 1078 | 16.2884 | 1.3469 | 0 | 0 | 0 | 0 |  | 1 | TRUE | wye
336 | DEBR 112 11.000-2-L | 1079 | 8.2226 | 1.04 | 0 | 0 | 0 | 0 |  | 1 | TRUE | wye
337 | DEBR 112 11.000-K-L | 1079 | 0 | 0 | 0 | 0 | 0 | 0 |  | 1 | TRUE | wye
339 | DEBR 221 22.000-1-L | 1081 | 5.2343 | 0.3391 | 0 | 0 | 0 | 0 |  | 1 | TRUE | wye
340 | DEBR 223 22.000-3-L | 1082 | 5.2343 | 0.3391 | 0 | 0 | 0 | 0 |  | 1 | TRUE | wye
341 | DETK 353 35.000-3-L | 1083 | 2.394 | 4.788 | 0 | 0 | 0 | 0 |  | 1 | TRUE | wye
342 | DETK 354 35.000-4-L | 1084 | 0.513 | 2.915 | 0 | 0 | 0 | 0 |  | 1 | TRUE | wye
343 | DETK 61 6.0000-1-L | 1085 | 1.964 | 1.62 | 0 | 0 | 0 | 0 |  | 1 | TRUE | wye
344 | DETK 62 6.0000-2-L | 1086 | 3.208 | 2.217 | 0 | 0 | 0 | 0 |  | 1 | TRUE | wye
345 | DFOL 221 22.000-1-L | 1087 | 3.41 | -0.1 | 0 | 0 | 0 | 0 |  | 1 | TRUE | wye
346 | DFOL 223 22.000-3-L | 1088 | 8.46 | -0.25 | 0 | 0 | 0 | 0 |  | 1 | TRUE | wye
347 | DIOS 22A 22.000-A-L | 1089 | 6.483 | -1.429 | 0 | 0 | 0 | 0 |  | 1 | TRUE | wye
348 | DIOS 22B 22.000-B-L | 1090 | 4.22 | -1.807 | 0 | 0 | 0 | 0 |  | 1 | TRUE | wye
350 | DKOZP112 11.000-2-L | 1092 | 8.4523 | 1.1898 | 0 | 0 | 0 | 0 |  | 1 | TRUE | wye
351 | DMGM 111 11.000-1-L | 1093 | 5.7952 | 0.30241 | 0 | 0 | 0 | 0 |  | 1 | TRUE | wye
352 | DMGM 111 11.000-K-L | 1093 | 0 | 0 | 0 | 0 | 0 | 0 |  | 1 | TRUE | wye
354 | DOMB 221 22.000-1-L | 1095 | 7.67 | 0.41 | 0 | 0 | 0 | 0 |  | 1 | TRUE | wye
355 | DOMB 221 22.000-K-L | 1095 | 0 | 0 | 0 | 0 | 0 | 0 |  | 1 | TRUE | wye
357 | DORG 221 22.000-1-L | 1097 | 5.36 | 0.17 | 0 | 0 | 0 | 0 |  | 1 | TRUE | wye
358 | DORG 222 22.000-2-L | 1098 | 5.36 | 0.17 | 0 | 0 | 0 | 0 |  | 1 | TRUE | wye
359 | DORG 223 22.000-3-L | 1099 | 5.36 | 0.17 | 0 | 0 | 0 | 0 |  | 1 | TRUE | wye
360 | DUJF 221 22.000-1-L | 1100 | 6.32 | 5.55 | 0 | 0 | 0 | 0 |  | 1 | TRUE | wye
361 | DUJO 114 11.000-4-L | 1101 | 5.96 | 4.11 | 0 | 0 | 0 | 0 |  | 1 | TRUE | wye
362 | DUJO2115 11.000-5-L | 1102 | 7.07 | 5.52 | 0 | 0 | 0 | 0 |  | 1 | TRUE | wye
364 | DUJP 112 11.000-2-L | 1104 | 0.32 | 0.11 | 0 | 0 | 0 | 0 |  | 1 | TRUE | wye
365 | DUJP 221 22.000-1-L | 1105 | 0 | 0 | 0 | 0 | 0 | 0 |  | 1 | TRUE | wye
366 | DUJP 222 22.000-2-L | 1106 | 44.72 | 14.95 | 0 | 0 | 0 | 0 |  | 1 | TRUE | wye
367 | DUJV 113 11.000-3-L | 1107 | 0 | 0 | 0 | 0 | 0 | 0 |  | 1 | TRUE | wye
368 | DUJV 114 11.000-4-L | 1108 | 5.52 | -0.22 | 0 | 0 | 0 | 0 |  | 1 | TRUE | wye
369 | DUJV 223 22.000-3-L | 1109 | 3.93 | -0.05 | 0 | 0 | 0 | 0 |  | 1 | TRUE | wye
370 | DUJV 224 22.000-4-L | 1110 | 0 | 0 | 0 | 0 | 0 | 0 |  | 1 | TRUE | wye
371 | DUJV211A 11.000-A-L | 1111 | 1.72 | -0.13 | 0 | 0 | 0 | 0 |  | 1 | TRUE | wye
372 | DUKE 221 22.000-1-L | 1112 | 21.169 | -2.088 | 0 | 0 | 0 | 0 |  | 1 | TRUE | wye
373 | DUKE 222 22.000-2-L | 1113 | 10.814 | -1.243 | 0 | 0 | 0 | 0 |  | 1 | TRUE | wye
374 | DUVA 221 22.000-1-L | 1115 | 0 | 0 | 0 | 0 | 0 | 0 |  | 1 | TRUE | wye
375 | DUVA 222 22.000-2-L | 1116 | 7.708 | -0.489 | 0 | 0 | 0 | 0 |  | 1 | TRUE | wye
376 | DUVA 223 22.000-3-L | 1117 | 13.452 | 2.359 | 0 | 0 | 0 | 0 |  | 1 | TRUE | wye
377 | DUVA 224 22.000-4-L | 1118 | 14.471 | 2.085 | 0 | 0 | 0 | 0 |  | 1 | TRUE | wye
378 | EBESM25A 25.000-MA-L | 1119 | 2.0468 | 0.21709 | 0 | 0 | 0 | 0 |  | 1 | TRUE | wye
379 | EBESM25B 25.000-MB-L | 1120 | 2.0468 | 0.21709 | 0 | 0 | 0 | 0 |  | 1 | TRUE | wye
380 | EGER 221 22.000-1-L | 1121 | 7.369 | 0.316 | 0 | 0 | 0 | 0 |  | 1 | TRUE | wye
381 | EGER 222 22.000-2-L | 1122 | 2.613 | -0.035 | 0 | 0 | 0 | 0 |  | 1 | TRUE | wye
383 | EGER 352 35.000-2-L | 1124 | 0 | 0 | 0 | 0 | 0 | 0 |  | 1 | TRUE | wye
385 | EGES 111 11.000-1-L | 1126 | 0 | 0 | 0 | 0 | 0 | 0 |  | 1 | TRUE | wye
386 | EGES 112 11.000-2-L | 1127 | 6.995 | 0.687 | 0 | 0 | 0 | 0 |  | 1 | TRUE | wye
387 | EGOM 111 11.000-1-L | 1132 | 0 | 0 | 0 | 0 | 0 | 0 |  | 1 | TRUE | wye
388 | EGOM 113 11.000-3-L | 1133 | 2.94 | -0.05 | 0 | 0 | 0 | 0 |  | 1 | TRUE | wye
389 | EGOM 221 22.000-1-L | 1134 | 5.67 | 0.67 | 0 | 0 | 0 | 0 |  | 1 | TRUE | wye
390 | EGOM 222 22.000-2-L | 1135 | 4.16 | 0.49 | 0 | 0 | 0 | 0 |  | 1 | TRUE | wye
391 | EGOM 223 22.000-31-L | 1136 | 2.63 | 0.31 | 0 | 0 | 0 | 0 |  | 1 | TRUE | wye
392 | EGOM 223 22.000-32-L | 1136 | 0 | 0 | 0 | 0 | 0 | 0 |  | 1 | TRUE | wye
393 | ENCS 22A 22.000-A-L | 1138 | 14.524 | 0.749 | 0 | 0 | 0 | 0 |  | 1 | TRUE | wye
395 | ENCS 25C 25.000-MC-L | 1140 | 2.735 | 1.016 | 0 | 0 | 0 | 0 |  | 1 | TRUE | wye
397 | ERD 221 22.000-1-L | 1142 | 18.791 | -2.038 | 0 | 0 | 0 | 0 |  | 1 | TRUE | wye
399 | ERD 25A 25.000-MA-L | 1144 | 0 | 0 | 0 | 0 | 0 | 0 |  | 1 | TRUE | wye
400 | ERD 25B 25.000-MB-L | 1145 | 0 | 0 | 0 | 0 | 0 | 0 |  | 1 | TRUE | wye
401 | ERD 25C 25.000-MC-L | 1146 | 0 | 0 | 0 | 0 | 0 | 0 |  | 1 | TRUE | wye
402 | ERD 25D 25.000-MD-L | 1147 | 7.296 | 1.567 | 0 | 0 | 0 | 0 |  | 1 | TRUE | wye
403 | ERZS 11A 11.000-A-L | 1148 | 15.045 | 0.924 | 0 | 0 | 0 | 0 |  | 1 | TRUE | wye
404 | ERZS 11B 11.000-B-L | 1149 | 15.045 | 0.924 | 0 | 0 | 0 | 0 |  | 1 | TRUE | wye
405 | FEBA 22A 22.000-A-L | 1150 | 6.704 | -0.143 | 0 | 0 | 0 | 0 |  | 1 | TRUE | wye
406 | FEBA 22B 22.000-B-L | 1151 | 8.389 | -0.744 | 0 | 0 | 0 | 0 |  | 1 | TRUE | wye
407 | FESZ 22 22.000-1-L | 1152 | 1.38 | 0.11 | 0 | 0 | 0 | 0 |  | 1 | TRUE | wye
408 | FGYA 221 22.000-1-L | 1153 | 7.583 | 0.38304 | 0 | 0 | 0 | 0 |  | 1 | TRUE | wye
409 | FGYA 221 22.000-K-L | 1153 | 0 | -2.4 | 0 | 0 | 0 | 0 |  | 1 | TRUE | wye
411 | FLCO 22 22.000-1-L | 1155 | 11.84 | 3.47 | 0 | 0 | 0 | 0 |  | 1 | TRUE | wye
413 | FOT 222 22.000-2-L | 1157 | 7.607 | -5.319 | 0 | 0 | 0 | 0 |  | 1 | TRUE | wye
414 | FUZA 25A 25.000-MA-L | 1159 | 2.46 | 0.367 | 0 | 0 | 0 | 0 |  | 1 | TRUE | wye
415 | FUZA 25B 25.000-MB-L | 1160 | 1.512 | 0.158 | 0 | 0 | 0 | 0 |  | 1 | TRUE | wye
416 | FZSO 221 22.000-1-L | 1161 | 3.4 | 0.316 | 0 | 0 | 0 | 0 |  | 1 | TRUE | wye
418 | FZSO 223 22.000-3-L | 1163 | 4.033 | -0.343 | 0 | 0 | 0 | 0 |  | 1 | TRUE | wye
419 | FZSO 351 35.000-1-L | 1164 | 3.123 | -1.098 | 0 | 0 | 0 | 0 |  | 1 | TRUE | wye
421 | FZSO 353 35.000-3-L | 1166 | 4.267 | -0.874 | 0 | 0 | 0 | 0 |  | 1 | TRUE | wye
423 | GANZ 112 11.000-2-L | 1168 | 0.718 | 0.21 | 0 | 0 | 0 | 0 |  | 1 | TRUE | wye
424 | GMVG 111 11.000-1-L | 1170 | 2.57 | 0 | 0 | 0 | 0 | 0 |  | 1 | TRUE | wye
425 | GMVG 112 11.000-2-L | 1171 | 0 | 0 | 0 | 0 | 0 | 0 |  | 1 | TRUE | wye
426 | GMVG 221 22.000-1-L | 1172 | 0 | 0 | 0 | 0 | 0 | 0 |  | 1 | TRUE | wye
427 | GMVG 222 22.000-2-L | 1173 | 3.71 | 0 | 0 | 0 | 0 | 0 |  | 1 | TRUE | wye
428 | GODO 221 22.000-1-L | 1174 | 18.516 | -0.638 | 0 | 0 | 0 | 0 |  | 1 | TRUE | wye
430 | GODO 223 22.000-3-L | 1176 | 15.757 | -0.141 | 0 | 0 | 0 | 0 |  | 1 | TRUE | wye
431 | GYIP 221 22.000-1-L | 1177 | 4.79 | 0.77 | 0 | 0 | 0 | 0 |  | 1 | TRUE | wye
432 | GYON 112 11.000-2-L | 1179 | 13.684 | -0.31 | 0 | 0 | 0 | 0 |  | 1 | TRUE | wye
434 | GYON 221 22.000-1-L | 1181 | 11.461 | -0.532 | 0 | 0 | 0 | 0 |  | 1 | TRUE | wye
435 | GYON 222 22.000-2-L | 1182 | 10.006 | -0.363 | 0 | 0 | 0 | 0 |  | 1 | TRUE | wye
437 | GYRD 11B 11.000-B-L | 1184 | 4.23 | -0.07 | 0 | 0 | 0 | 0 |  | 1 | TRUE | wye
439 | GYRD 22A 22.000-A-L | 1186 | 13.07 | 0.39 | 0 | 0 | 0 | 0 |  | 1 | TRUE | wye
441 | GYRE 222 22.000-2-L | 1188 | 7.31 | 0.11 | 0 | 0 | 0 | 0 |  | 1 | TRUE | wye
442 | GYRE 223 22.000-3-L | 1189 | 0 | 0 | 0 | 0 | 0 | 0 |  | 1 | TRUE | wye
443 | GYRE 224 22.000-4-L | 1190 | 6.7 | 0.1 | 0 | 0 | 0 | 0 |  | 1 | TRUE | wye
444 | GYRK 221 22.000-1-L | 1191 | 2.09 | 0.06 | 0 | 0 | 0 | 0 |  | 1 | TRUE | wye
445 | GYRK 222 22.000-2-L | 1192 | 2.09 | 0.06 | 0 | 0 | 0 | 0 |  | 1 | TRUE | wye
446 | GYRR 221 22.000-1-L | 1193 | 1.56 | 0.44 | 0 | 0 | 0 | 0 |  | 1 | TRUE | wye
447 | GYRR 222 22.000-2-L | 1194 | 0 | 0 | 0 | 0 | 0 | 0 |  | 1 | TRUE | wye
448 | HANK 61 6.0000-1-L | 1195 | 10.44 | 2.79 | 0 | 0 | 0 | 0 |  | 1 | TRUE | wye
449 | HANK 62 6.0000-2-L | 1196 | 10.44 | 2.79 | 0 | 0 | 0 | 0 |  | 1 | TRUE | wye
450 | HATM 25A 25.000-MA-L | 1197 | 1.605 | 0.245 | 0 | 0 | 0 | 0 |  | 1 | TRUE | wye
451 | HATM 25B 25.000-MB-L | 1198 | 2.656 | 0.303 | 0 | 0 | 0 | 0 |  | 1 | TRUE | wye
452 | HATV 221 22.000-1-L | 1199 | 8.807 | 0 | 0 | 0 | 0 | 0 |  | 1 | TRUE | wye
453 | HATV 222 22.000-2-L | 1200 | 14.317 | 0.4 | 0 | 0 | 0 | 0 |  | 1 | TRUE | wye
454 | HBOSZ221 22.000-1-L | 1201 | 11.064 | 0.82911 | 0 | 0 | 0 | 0 |  | 1 | TRUE | wye
455 | HBOSZ221 22.000-K-L | 1201 | 0 | 0 | 0 | 0 | 0 | 0 |  | 1 | TRUE | wye
457 | HEVE 221 22.000-1-L | 1203 | 15.831 | 1.583 | 0 | 0 | 0 | 0 |  | 1 | TRUE | wye
459 | HNAN 22A 22.000-A-L | 1206 | 5.1974 | 0.75876 | 0 | 0 | 0 | 0 |  | 1 | TRUE | wye
460 | HNAN 22A 22.000-K-L | 1206 | 0 | -2.4 | 0 | 0 | 0 | 0 |  | 1 | TRUE | wye
462 | HSZOB221 22.000-1-L | 1208 | 8.5304 | 1.3493 | 0 | 0 | 0 | 0 |  | 1 | TRUE | wye
463 | HSZOB221 22.000-K-L | 1208 | 0 | -3.6 | 0 | 0 | 0 | 0 |  | 1 | TRUE | wye
465 | IBRAN221 22.000-1-L | 1211 | 5.7837 | 1.5244 | 0 | 0 | 0 | 0 |  | 1 | TRUE | wye
466 | IBRAN221 22.000-K-L | 1211 | 0 | 0 | 0 | 0 | 0 | 0 |  | 1 | TRUE | wye
468 | IKER 221 22.000-1-L | 1213 | 7.51 | 0.2 | 0 | 0 | 0 | 0 |  | 1 | TRUE | wye
469 | IKER 221 22.000-K-L | 1213 | 0 | 0 | 0 | 0 | 0 | 0 |  | 1 | TRUE | wye
471 | INAL 61 6.0000-1-L | 1216 | 1.33 | 0.35 | 0 | 0 | 0 | 0 |  | 1 | TRUE | wye
473 | ISTV 11D 11.000-D-L | 1218 | 7.692 | 1.323 | 0 | 0 | 0 | 0 |  | 1 | TRUE | wye
474 | ISTV 11E 11.000-E-L | 1219 | 1.462 | -0.725 | 0 | 0 | 0 | 0 |  | 1 | TRUE | wye
475 | ISTV 25A 25.000-MA-L | 1220 | 3.92 | 0.969 | 0 | 0 | 0 | 0 |  | 1 | TRUE | wye
476 | ISTV 25B 25.000-MB-L | 1221 | 3.773 | 0.354 | 0 | 0 | 0 | 0 |  | 1 | TRUE | wye
477 | JBER 221 22.000-1-L | 1222 | 7.216 | 0.552 | 0 | 0 | 0 | 0 |  | 1 | TRUE | wye
478 | JBER 222 22.000-21-L | 1223 | 16.137 | -1.662 | 0 | 0 | 0 | 0 |  | 1 | TRUE | wye
479 | JBER 222 22.000-22-L | 1223 | 0 | 0 | 0 | 0 | 0 | 0 |  | 1 | TRUE | wye
481 | KAFUM25B 25.000-MB-L | 1225 | 1.43 | -0.14 | 0 | 0 | 0 | 0 |  | 1 | TRUE | wye
482 | KAFUM25D 25.000-MD-L | 1226 | 0 | 0 | 0 | 0 | 0 | 0 |  | 1 | TRUE | wye
483 | KANVM111 11.000-1-L | 1227 | 2.72 | -0.11 | 0 | 0 | 0 | 0 |  | 1 | TRUE | wye
485 | KANVM25A 25.000-MA-L | 1229 | 1.25 | 0.7 | 0 | 0 | 0 | 0 |  | 1 | TRUE | wye
486 | KANVM25B 25.000-MB-L | 1230 | 1.25 | 0.7 | 0 | 0 | 0 | 0 |  | 1 | TRUE | wye
488 | KAPM 11B 11.000-B-L | 1232 | 18.578 | 1.098 | 0 | 0 | 0 | 0 |  | 1 | TRUE | wye
490 | KAPU 222 22.000-2-L | 1234 | 8.78 | -0.49 | 0 | 0 | 0 | 0 |  | 1 | TRUE | wye
491 | KAPU 222 22.000-K-L | 1234 | 0 | 0 | 0 | 0 | 0 | 0 |  | 1 | TRUE | wye
492 | KAPV 221 22.000-1-L | 1235 | 14.12 | -0.3 | 0 | 0 | 0 | 0 |  | 1 | TRUE | wye
494 | KAPV 223 22.000-3-L | 1237 | 9.55 | -0.2 | 0 | 0 | 0 | 0 |  | 1 | TRUE | wye
495 | KARCM25A 25.000-MA-L | 1238 | 1.0377 | 0.23196 | 0 | 0 | 0 | 0 |  | 1 | TRUE | wye
496 | KARCM25B 25.000-MB-L | 1239 | 1.0377 | 0.23196 | 0 | 0 | 0 | 0 |  | 1 | TRUE | wye
497 | KARCT221 22.000-1-L | 1240 | 10.7116 | 1.4212 | 0 | 0 | 0 | 0 |  | 1 | TRUE | wye
498 | KARCT221 22.000-K-L | 1240 | 0 | -2.4 | 0 | 0 | 0 | 0 |  | 1 | TRUE | wye
500 | KATO 11A 11.000-A-L | 1243 | 17.502 | 0.842 | 0 | 0 | 0 | 0 |  | 1 | TRUE | wye
501 | KATO 11B 11.000-B-L | 1244 | 0 | 0 | 0 | 0 | 0 | 0 |  | 1 | TRUE | wye
502 | KATO 11C 11.000-C-L | 1245 | 15.983 | 0.507 | 0 | 0 | 0 | 0 |  | 1 | TRUE | wye
503 | KBAR 111 11.000-1-L | 1246 | 15.294 | 0.059 | 0 | 0 | 0 | 0 |  | 1 | TRUE | wye
505 | KBAR 221 22.000-1-L | 1248 | 12.911 | -2.526 | 0 | 0 | 0 | 0 |  | 1 | TRUE | wye
507 | KDUL 11A 11.000-A-L | 1253 | 20.557 | -1.6 | 0 | 0 | 0 | 0 |  | 1 | TRUE | wye
509 | KDUL 11C 11.000-C-L | 1255 | 14.648 | -0.738 | 0 | 0 | 0 | 0 |  | 1 | TRUE | wye
511 | KERT 11E 11.000-E-L | 1259 | 5.69 | 0.04 | 0 | 0 | 0 | 0 |  | 1 | TRUE | wye
513 | KERT 22B 22.000-B-L | 1261 | 5.16 | -0.19 | 0 | 0 | 0 | 0 |  | 1 | TRUE | wye
514 | KERT 22C 22.000-C-L | 1262 | 3.66 | -0.14 | 0 | 0 | 0 | 0 |  | 1 | TRUE | wye
515 | KESZ 221 22.000-1-L | 1263 | 0 | 0 | 0 | 0 | 0 | 0 |  | 1 | TRUE | wye
516 | KESZ 222 22.000-2-L | 1264 | 12.17 | -2.58 | 0 | 0 | 0 | 0 |  | 1 | TRUE | wye
520 | KFAL 222 22.000-2-L | 1267 | 23.76 | -0.487 | 0 | 0 | 0 | 0 |  | 1 | TRUE | wye
521 | KFOL 11A 11.000-A-L | 1268 | 21.988 | -3.607 | 0 | 0 | 0 | 0 |  | 1 | TRUE | wye
523 | KIGM 221 22.000-11-L | 1273 | 6.91 | 0.48 | 0 | 0 | 0 | 0 |  | 1 | TRUE | wye
524 | KIGM 221 22.000-12-L | 1273 | 0 | 0 | 0 | 0 | 0 | 0 |  | 1 | TRUE | wye
525 | KIGM 221 22.000-K-L | 1273 | 0 | 0 | 0 | 0 | 0 | 0 |  | 1 | TRUE | wye
526 | KIGM 222 22.000-2-L | 1274 | 7.2 | 0.5 | 0 | 0 | 0 | 0 |  | 1 | TRUE | wye
527 | KIML 22A 22.000-A-L | 1275 | 3.71 | -0.11 | 0 | 0 | 0 | 0 |  | 1 | TRUE | wye
530 | KIMM 25B 25.000-MB-L | 1278 | 1.49 | 0.02 | 0 | 0 | 0 | 0 |  | 1 | TRUE | wye
531 | KIRE 11A 11.000-A-L | 1279 | 9.19 | 1.93 | 0 | 0 | 0 | 0 |  | 1 | TRUE | wye
533 | KISP 11A 11.000-A-L | 1281 | 11.84 | 2.025 | 0 | 0 | 0 | 0 |  | 1 | TRUE | wye
534 | KISP 11B 11.000-B-L | 1282 | 11.84 | 2.025 | 0 | 0 | 0 | 0 |  | 1 | TRUE | wye
535 | KISV 25A 25.000-MA-L | 1283 | 0.28661 | 0.16275 | 0 | 0 | 0 | 0 |  | 1 | TRUE | wye
536 | KISV 25B 25.000-MB-L | 1284 | 0.28661 | 0.16275 | 0 | 0 | 0 | 0 |  | 1 | TRUE | wye
537 | KISVT221 22.000-1-L | 1285 | 11.4369 | 1.3771 | 0 | 0 | 0 | 0 |  | 1 | TRUE | wye
538 | KISVT221 22.000-K-L | 1285 | 0 | -3.6 | 0 | 0 | 0 | 0 |  | 1 | TRUE | wye
540 | KOBA 11A 11.000-A-L | 1287 | 9.67 | -0.915 | 0 | 0 | 0 | 0 |  | 1 | TRUE | wye
541 | KOBA 11C 11.000-C-L | 1288 | 10.02 | -0.77 | 0 | 0 | 0 | 0 |  | 1 | TRUE | wye
542 | KOIP 221 22.000-1-L | 1290 | 1.25 | -0.27 | 0 | 0 | 0 | 0 |  | 1 | TRUE | wye
543 | KOMA 221 22.000-1-L | 1291 | 6.28 | 0.44 | 0 | 0 | 0 | 0 |  | 1 | TRUE | wye
544 | KOMA 223 22.000-3-L | 1292 | 4.63 | 0.33 | 0 | 0 | 0 | 0 |  | 1 | TRUE | wye
545 | KOML 221 22.000-1-L | 1293 | 1.34 | -0.16 | 0 | 0 | 0 | 0 |  | 1 | TRUE | wye
546 | KOML 222 22.000-2-L | 1294 | 1.34 | -0.16 | 0 | 0 | 0 | 0 |  | 1 | TRUE | wye
547 | KOML 351 35.000-1-L | 1295 | 0 | 0 | 0 | 0 | 0 | 0 |  | 1 | TRUE | wye
548 | KOML 352 35.000-2-L | 1296 | 0 | 0 | 0 | 0 | 0 | 0 |  | 1 | TRUE | wye
549 | KONV 111 11.000-1-L | 1297 | 6.82 | 3.87 | 0 | 0 | 0 | 0 |  | 1 | TRUE | wye
550 | KONV 112 11.000-2-L | 1298 | 0 | 0 | 0 | 0 | 0 | 0 |  | 1 | TRUE | wye
551 | KONV 113 11.000-3-L | 1299 | 14.51 | 8.24 | 0 | 0 | 0 | 0 |  | 1 | TRUE | wye
552 | KORE 221 22.000-1-L | 1300 | 3.351 | 0.388 | 0 | 0 | 0 | 0 |  | 1 | TRUE | wye
553 | KORE 222 22.000-2-L | 1301 | 3.65 | 1.022 | 0 | 0 | 0 | 0 |  | 1 | TRUE | wye
554 | KORE 251 2.5000-1-L | 1302 | 1.545 | 0 | 0 | 0 | 0 | 0 |  | 1 | TRUE | wye
555 | KORE 252 2.5000-2-L | 1303 | 1.545 | 0 | 0 | 0 | 0 | 0 |  | 1 | TRUE | wye
556 | KORM 221 22.000-1-L | 1304 | 10.01 | -0.21 | 0 | 0 | 0 | 0 |  | 1 | TRUE | wye
557 | KORM 221 22.000-K-L | 1304 | 0 | 0 | 0 | 0 | 0 | 0 |  | 1 | TRUE | wye
559 | KORM 25A 25.000-MA-L | 1306 | 0.85 | -0.21 | 0 | 0 | 0 | 0 |  | 1 | TRUE | wye
560 | KOTE 11A 11.000-A-L | 1307 | 11.627 | 0.347 | 0 | 0 | 0 | 0 |  | 1 | TRUE | wye
561 | KOTE 11B 11.000-B-L | 1308 | 9.538 | -0.258 | 0 | 0 | 0 | 0 |  | 1 | TRUE | wye
562 | KSZE 221 22.000-1-L | 1311 | 8.7 | -0.29 | 0 | 0 | 0 | 0 |  | 1 | TRUE | wye
563 | KSZE 221 22.000-K-L | 1311 | 0 | 0 | 0 | 0 | 0 | 0 |  | 1 | TRUE | wye
565 | KUNSZ221 22.000-1-L | 1313 | 2.9033 | 0.47673 | 0 | 0 | 0 | 0 |  | 1 | TRUE | wye
566 | KUNSZ221 22.000-K-L | 1313 | 0 | 0 | 0 | 0 | 0 | 0 |  | 1 | TRUE | wye
568 | KVSZ 351 35.000-1-L | 1315 | 0.1 | -0.02 | 0 | 0 | 0 | 0 |  | 1 | TRUE | wye
571 | LACZ 111 11.000-1-L | 1318 | 8.812 | -0.467 | 0 | 0 | 0 | 0 |  | 1 | TRUE | wye
572 | LAGY 11A 11.000-A-L | 1319 | 10.708 | -0.556 | 0 | 0 | 0 | 0 |  | 1 | TRUE | wye
573 | LAGY 11B 11.000-B-L | 1320 | 10.665 | 0.152 | 0 | 0 | 0 | 0 |  | 1 | TRUE | wye
575 | LENT 22B 22.000-B-L | 1323 | 4.72 | 0.2 | 0 | 0 | 0 | 0 |  | 1 | TRUE | wye
576 | LENT 22B 22.000-K-L | 1323 | 0 | 0 | 0 | 0 | 0 | 0 |  | 1 | TRUE | wye
577 | LETA 22A 22.000-A-L | 1326 | 8.3648 | 1.8776 | 0 | 0 | 0 | 0 |  | 1 | TRUE | wye
578 | LETA 22A 22.000-K-L | 1326 | 0 | -2.4 | 0 | 0 | 0 | 0 |  | 1 | TRUE | wye
581 | LITR 223 22.000-3-L | 1329 | 9.51 | -0.73 | 0 | 0 | 0 | 0 |  | 1 | TRUE | wye
582 | LITR 351 35.000-1-L | 1330 | 0.13 | 0.02 | 0 | 0 | 0 | 0 |  | 1 | TRUE | wye
584 | LITR 353 35.000-3-L | 1332 | 0.92 | 0.15 | 0 | 0 | 0 | 0 |  | 1 | TRUE | wye
585 | LORI 221 22.000-1-L | 1333 | 22.166 | 0.446 | 0 | 0 | 0 | 0 |  | 1 | TRUE | wye
588 | MADO 25 25.000-MA-L | 1335 | 0.84 | 0.18 | 0 | 0 | 0 | 0 |  | 1 | TRUE | wye
589 | MAFU 221 22.000-1-L | 1336 | 14.4605 | 2.5274 | 0 | 0 | 0 | 0 |  | 1 | TRUE | wye
590 | MAFU 221 22.000-K-L | 1336 | 0 | -2.4 | 0 | 0 | 0 | 0 |  | 1 | TRUE | wye
592 | MARC 221 22.000-1-L | 1338 | 6.92 | -0.74 | 0 | 0 | 0 | 0 |  | 1 | TRUE | wye
593 | MARC 221 22.000-K-L | 1338 | 0 | 0 | 0 | 0 | 0 | 0 |  | 1 | TRUE | wye
595 | MDEL 111 11.000-1-L | 1340 | 14.988 | -0.367 | 0 | 0 | 0 | 0 |  | 1 | TRUE | wye
597 | MESZ 221 22.000-1-L | 1342 | 6.756 | -0.089 | 0 | 0 | 0 | 0 |  | 1 | TRUE | wye
598 | MESZ 222 22.000-2-L | 1343 | 9.182 | 0.257 | 0 | 0 | 0 | 0 |  | 1 | TRUE | wye
599 | MFOL 22A 22.000-A-L | 1346 | 14.912 | -0.975 | 0 | 0 | 0 | 0 |  | 1 | TRUE | wye
601 | MGODM25A 25.000-MA-L | 1348 | 3.38 | 1.69 | 0 | 0 | 0 | 0 |  | 1 | TRUE | wye
602 | MGODM25B 25.000-MB-L | 1349 | 0 | 0 | 0 | 0 | 0 | 0 |  | 1 | TRUE | wye
603 | MKOV 221 22.000-1-L | 1355 | 18.314 | 0 | 0 | 0 | 0 | 0 |  | 1 | TRUE | wye
605 | MNYU 111 11.000-1-L | 1358 | 12.75 | -0.419 | 0 | 0 | 0 | 0 |  | 1 | TRUE | wye
608 | MNYU 223 22.000-3-L | 1361 | 13.083 | -4.116 | 0 | 0 | 0 | 0 |  | 1 | TRUE | wye
609 | MOFA 11 11.000-A-L | 1362 | 5.93 | 1.13 | 0 | 0 | 0 | 0 |  | 1 | TRUE | wye
610 | MOHA 111 11.000-1-L | 1363 | 1.11 | -0.11 | 0 | 0 | 0 | 0 |  | 1 | TRUE | wye
612 | MOHA 113 11.000-3-L | 1365 | 0 | 0 | 0 | 0 | 0 | 0 |  | 1 | TRUE | wye
613 | MOHA 221 22.000-1-L | 1366 | 6.62 | -0.14 | 0 | 0 | 0 | 0 |  | 1 | TRUE | wye
614 | MOHA 221 22.000-K-L | 1366 | 0 | 0 | 0 | 0 | 0 | 0 |  | 1 | TRUE | wye
616 | MOHA 223 22.000-3-L | 1368 | 1.04 | -0.02 | 0 | 0 | 0 | 0 |  | 1 | TRUE | wye
617 | MOL1 6A 6.0000-A-L | 1369 | 7.095 | 7.467 | 0 | 0 | 0 | 0 |  | 1 | TRUE | wye
618 | MOL1 6B 6.0000-B-L | 1370 | 5.784 | 6.352 | 0 | 0 | 0 | 0 |  | 1 | TRUE | wye
620 | MOL1 6C 6.0000-C-L | 1371 | 5.784 | 6.352 | 0 | 0 | 0 | 0 |  | 1 | TRUE | wye
621 | MOL1 6D 6.0000-D-L | 1372 | 7.095 | 7.467 | 0 | 0 | 0 | 0 |  | 1 | TRUE | wye
622 | MOL2 6E 6.0000-E-L | 1373 | 7.095 | 7.467 | 0 | 0 | 0 | 0 |  | 1 | TRUE | wye
623 | MOL2 6F 6.0000-F-L | 1374 | 7.095 | 7.467 | 0 | 0 | 0 | 0 |  | 1 | TRUE | wye
624 | MOL2 6G 6.0000-G-L | 1375 | 5.784 | 6.352 | 0 | 0 | 0 | 0 |  | 1 | TRUE | wye
625 | MOL2 6H 6.0000-H-L | 1376 | 5.784 | 6.352 | 0 | 0 | 0 | 0 |  | 1 | TRUE | wye
626 | MOR 221 22.000-1-L | 1377 | 9.65 | -2.33 | 0 | 0 | 0 | 0 |  | 1 | TRUE | wye
627 | MOR 221 22.000-K-L | 1377 | 0 | -4.8 | 0 | 0 | 0 | 0 |  | 1 | TRUE | wye
629 | MOVR 115 11.000-5-L | 1379 | 4.79 | -0.17 | 0 | 0 | 0 | 0 |  | 1 | TRUE | wye
630 | MOVR 115 11.000-K-L | 1379 | 0 | 0 | 0 | 0 | 0 | 0 |  | 1 | TRUE | wye
631 | MOVR 116 11.000-6-L | 1380 | 4.79 | -0.17 | 0 | 0 | 0 | 0 |  | 1 | TRUE | wye
632 | MOVR 225 22.000-5-L | 1381 | 9.59 | 0.32 | 0 | 0 | 0 | 0 |  | 1 | TRUE | wye
633 | MOVR 225 22.000-K-L | 1381 | 0 | 0 | 0 | 0 | 0 | 0 |  | 1 | TRUE | wye
634 | MOVR 226 22.000-6-L | 1382 | 9.59 | 0.32 | 0 | 0 | 0 | 0 |  | 1 | TRUE | wye
635 | MSZAL221 22.000-1-L | 1383 | 11.244 | 2.1391 | 0 | 0 | 0 | 0 |  | 1 | TRUE | wye
636 | MSZAL221 22.000-K-L | 1383 | 0 | -2.4 | 0 | 0 | 0 | 0 |  | 1 | TRUE | wye
638 | MTIM 351 35.000-1-L | 1387 | 0 | 0 | 0 | 0 | 0 | 0 |  | 1 | TRUE | wye
639 | MTIM 352 35.000-2-L | 1388 | 7.44 | 3.19 | 0 | 0 | 0 | 0 |  | 1 | TRUE | wye
640 | MTUR 221 22.000-1-L | 1389 | 9.6057 | 1.37 | 0 | 0 | 0 | 0 |  | 1 | TRUE | wye
641 | MTUR 221 22.000-K-L | 1389 | 0 | 0 | 0 | 0 | 0 | 0 |  | 1 | TRUE | wye
643 | MTUR 25A 25.000-MA-L | 1391 | 1.0144 | 0.12262 | 0 | 0 | 0 | 0 |  | 1 | TRUE | wye
644 | MTUR 25B 25.000-MB-L | 1392 | 1.0144 | 0.12262 | 0 | 0 | 0 | 0 |  | 1 | TRUE | wye
645 | NADU 221 22.000-1-L | 1393 | 2.42 | 0.44938 | 0 | 0 | 0 | 0 |  | 1 | TRUE | wye
646 | NADU 223 22.000-3-L | 1394 | 2.42 | 0.44938 | 0 | 0 | 0 | 0 |  | 1 | TRUE | wye
647 | NAGK 221 22.000-1-L | 1395 | 39.05 | 1.022 | 0 | 0 | 0 | 0 |  | 1 | TRUE | wye
650 | NASZ 25B 25.000-MB-L | 1398 | 4.59 | 0.44 | 0 | 0 | 0 | 0 |  | 1 | TRUE | wye
651 | NBAT 221 22.000-1-L | 1399 | 11.901 | -0.553 | 0 | 0 | 0 | 0 |  | 1 | TRUE | wye
653 | NEPL 111 11.000-1-L | 1401 | 13.453 | 0.118 | 0 | 0 | 0 | 0 |  | 1 | TRUE | wye
654 | NEPL 112 11.000-2-L | 1402 | 13.453 | 0.118 | 0 | 0 | 0 | 0 |  | 1 | TRUE | wye
655 | NEPL 251 25.000-M1-L | 1403 | 1.508 | 0.958 | 0 | 0 | 0 | 0 |  | 1 | TRUE | wye
656 | NEPL 252 25.000-M2-L | 1404 | 2.203 | 1.077 | 0 | 0 | 0 | 0 |  | 1 | TRUE | wye
657 | NKAN 112 11.000-2-L | 1405 | 0.58 | 0.04 | 0 | 0 | 0 | 0 |  | 1 | TRUE | wye
658 | NKAN 112 11.000-K-L | 1405 | 0 | 0 | 0 | 0 | 0 | 0 |  | 1 | TRUE | wye
659 | NKAN 114 11.000-4-L | 1406 | 0.34 | 0.02 | 0 | 0 | 0 | 0 |  | 1 | TRUE | wye
660 | NKAN 221 22.000-1-L | 1407 | 7.49 | -0.14 | 0 | 0 | 0 | 0 |  | 1 | TRUE | wye
663 | NOGR 222 22.000-2-L | 1410 | 8.591 | -0.209 | 0 | 0 | 0 | 0 |  | 1 | TRUE | wye
664 | NTAD 221 22.000-1-L | 1411 | 4.96 | 0.38 | 0 | 0 | 0 | 0 |  | 1 | TRUE | wye
665 | NTAD 221 22.000-K-L | 1411 | 0 | 0 | 0 | 0 | 0 | 0 |  | 1 | TRUE | wye
667 | NVAR 111 11.000-1-L | 1413 | 4.55 | 0.24 | 0 | 0 | 0 | 0 |  | 1 | TRUE | wye
669 | NYAD 221 22.000-1-L | 1415 | 6.4132 | 1.1629 | 0 | 0 | 0 | 0 |  | 1 | TRUE | wye
672 | NYBO 223 22.000-3-L | 1418 | 5.0042 | 1.3441 | 0 | 0 | 0 | 0 |  | 1 | TRUE | wye
673 | NYEK 221 22.000-1-L | 1419 | 14.286 | -0.169 | 0 | 0 | 0 | 0 |  | 1 | TRUE | wye
675 | NYEM 25A 25.000-MA-L | 1421 | 2.265 | 0.008 | 0 | 0 | 0 | 0 |  | 1 | TRUE | wye
676 | NYEM 25B 25.000-MB-L | 1422 | 2.198 | 2.015 | 0 | 0 | 0 | 0 |  | 1 | TRUE | wye
677 | NYID 111 11.000-1-L | 1423 | 6.699 | 0.7768 | 0 | 0 | 0 | 0 |  | 1 | TRUE | wye
678 | NYID 111 11.000-K-L | 1423 | 0 | 0 | 0 | 0 | 0 | 0 |  | 1 | TRUE | wye
680 | NYIRK111 11.000-1-L | 1425 | 2.51 | 0.421 | 0 | 0 | 0 | 0 |  | 1 | TRUE | wye
681 | NYIRK113 11.000-3-L | 1426 | 2.51 | 0.421 | 0 | 0 | 0 | 0 |  | 1 | TRUE | wye
682 | NYIM 25A 25.000-MA-L | 1427 | 1.2761 | 0.68395 | 0 | 0 | 0 | 0 |  | 1 | TRUE | wye
683 | NYIM 25B 25.000-MB-L | 1428 | 1.2761 | 0.68395 | 0 | 0 | 0 | 0 |  | 1 | TRUE | wye
685 | NYIP 221 22.000-1-L | 1430 | 16.9425 | 2.9772 | 0 | 0 | 0 | 0 |  | 1 | TRUE | wye
687 | NYIRB221 22.000-1-L | 1432 | 5.784 | 1.3428 | 0 | 0 | 0 | 0 |  | 1 | TRUE | wye
688 | NYIRB221 22.000-K-L | 1432 | 0 | -3.6 | 0 | 0 | 0 | 0 |  | 1 | TRUE | wye
689 | NYIRB222 22.000-2-L | 1433 | 5.784 | 1.3428 | 0 | 0 | 0 | 0 |  | 1 | TRUE | wye
690 | NYIRS221 22.000-1-L | 1434 | 10.7914 | 1.628 | 0 | 0 | 0 | 0 |  | 1 | TRUE | wye
691 | NYIRS221 22.000-K-L | 1434 | 0 | -3.6 | 0 | 0 | 0 | 0 |  | 1 | TRUE | wye
692 | NYIRS222 22.000-2-L | 1435 | 10.7914 | 1.628 | 0 | 0 | 0 | 0 |  | 1 | TRUE | wye
696 | NYLE 221 22.000-1-L | 1439 | 3.4373 | -0.62526 | 0 | 0 | 0 | 0 |  | 1 | TRUE | wye
697 | NYLE 222 22.000-2-L | 1440 | 3.4373 | -0.62526 | 0 | 0 | 0 | 0 |  | 1 | TRUE | wye
698 | NYUF 351 35.000-1-L | 1441 | 8.2 | 0.78 | 0 | 0 | 0 | 0 |  | 1 | TRUE | wye
700 | ORIP 221 22.000-1-L | 1443 | 0 | 0 | 0 | 0 | 0 | 0 |  | 1 | TRUE | wye
701 | ORIP 222 22.000-2-L | 1444 | 4.01 | 0.36 | 0 | 0 | 0 | 0 |  | 1 | TRUE | wye
702 | ORIP 223 22.000-3-L | 1445 | 0.97 | 0.09 | 0 | 0 | 0 | 0 |  | 1 | TRUE | wye
703 | ORIP 351 35.000-1-L | 1446 | 2.52 | 0.07 | 0 | 0 | 0 | 0 |  | 1 | TRUE | wye
704 | ORIP 353 35.000-3-L | 1447 | 1.09 | 0.03 | 0 | 0 | 0 | 0 |  | 1 | TRUE | wye
705 | OROE 3K1 3.0000-1-L | 1448 | 0 | 0 | 0 | 0 | 0 | 0 |  | 1 | TRUE | wye
706 | OROE 3K2 3.0000-2-L | 1449 | 0.79 | 0.4 | 0 | 0 | 0 | 0 |  | 1 | TRUE | wye
707 | OZDC 61 6.0000-1-L | 1450 | 0.042 | 0 | 0 | 0 | 0 | 0 |  | 1 | TRUE | wye
708 | OZDC 62 6.0000-2-L | 1451 | 1.539 | 6.052 | 0 | 0 | 0 | 0 |  | 1 | TRUE | wye
709 | OZDE 221 22.000-1-L | 1452 | 9.556 | 0.561 | 0 | 0 | 0 | 0 |  | 1 | TRUE | wye
710 | OZDE 222 22.000-2-L | 1453 | 5.349 | 0 | 0 | 0 | 0 | 0 |  | 1 | TRUE | wye
711 | PAKS 111 6.0000-1-L | 1454 | 0 | 0 | 0 | 0 | 0 | 0 |  | 1 | TRUE | wye
712 | PAKS 112 6.0000-2-L | 1455 | 0 | 0 | 0 | 0 | 0 | 0 |  | 1 | TRUE | wye
713 | PAKS 121 6.0000-1-L | 1456 | 0 | 0 | 0 | 0 | 0 | 0 |  | 1 | TRUE | wye
714 | PAKS 122 6.0000-2-L | 1457 | 0 | 0 | 0 | 0 | 0 | 0 |  | 1 | TRUE | wye
715 | PAKS 211 6.0000-1-L | 1458 | 0 | 0 | 0 | 0 | 0 | 0 |  | 1 | TRUE | wye
716 | PAKS 212 6.0000-2-L | 1459 | 0 | 0 | 0 | 0 | 0 | 0 |  | 1 | TRUE | wye
717 | PAKSD221 22.000-1-L | 1460 | 5.63 | -0.79 | 0 | 0 | 0 | 0 |  | 1 | TRUE | wye
718 | PAKSD222 22.000-2-L | 1461 | 5.63 | -0.79 | 0 | 0 | 0 | 0 |  | 1 | TRUE | wye
720 | PANK 222 22.000-2-L | 1463 | 2.56 | 0.08 | 0 | 0 | 0 | 0 |  | 1 | TRUE | wye
721 | PAPA 113 11.000-3-L | 1464 | 3.71 | -0.28 | 0 | 0 | 0 | 0 |  | 1 | TRUE | wye
722 | PAPA 221 22.000-1-L | 1465 | 8.22 | -0.83 | 0 | 0 | 0 | 0 |  | 1 | TRUE | wye
723 | PAPA 221 22.000-K-L | 1465 | 0 | -2.4 | 0 | 0 | 0 | 0 |  | 1 | TRUE | wye
724 | PAPA 222 22.000-2-L | 1466 | 3.38 | -0.34 | 0 | 0 | 0 | 0 |  | 1 | TRUE | wye
725 | PAPA 351 35.000-1-L | 1467 | 0 | 0 | 0 | 0 | 0 | 0 |  | 1 | TRUE | wye
726 | PAPA 352 35.000-2-L | 1468 | 0 | 0 | 0 | 0 | 0 | 0 |  | 1 | TRUE | wye
727 | PECSE351 35.000-1-L | 1471 | 1.8 | -0.15 | 0 | 0 | 0 | 0 |  | 1 | TRUE | wye
728 | PECSE352 35.000-2-L | 1472 | 1.81 | -0.15 | 0 | 0 | 0 | 0 |  | 1 | TRUE | wye
729 | PECSK111 11.000-1-L | 1473 | 4.19 | -0.4 | 0 | 0 | 0 | 0 |  | 1 | TRUE | wye
731 | PERZ 11A 11.000-A-L | 1475 | 0 | 0 | 0 | 0 | 0 | 0 |  | 1 | TRUE | wye
732 | PERZ 11B 11.000-B-L | 1476 | 18.719 | 2.24 | 0 | 0 | 0 | 0 |  | 1 | TRUE | wye
733 | PLAD 221 22.000-1-L | 1477 | 3.6382 | 0.7565 | 0 | 0 | 0 | 0 |  | 1 | TRUE | wye
734 | PLAD 221 22.000-K-L | 1477 | 0 | -2.4 | 0 | 0 | 0 | 0 |  | 1 | TRUE | wye
737 | PLOR 11D 11.000-D-L | 1480 | 12.801 | -1.338 | 0 | 0 | 0 | 0 |  | 1 | TRUE | wye
738 | PLOR 11E 11.000-E-L | 1481 | 14.633 | -1.202 | 0 | 0 | 0 | 0 |  | 1 | TRUE | wye
739 | PLOR 25A 25.000-MA-L | 1482 | 3.906 | 0.823 | 0 | 0 | 0 | 0 |  | 1 | TRUE | wye
740 | PLOR 25B 25.000-MB-L | 1483 | 3.074 | 0.748 | 0 | 0 | 0 | 0 |  | 1 | TRUE | wye
742 | POLG 223 22.000-3-L | 1485 | 2.821 | -1.7514 | 0 | 0 | 0 | 0 |  | 1 | TRUE | wye
743 | POMZ 22A 22.000-A-L | 1486 | 7.067 | -0.91 | 0 | 0 | 0 | 0 |  | 1 | TRUE | wye
744 | POMZ 22B 22.000-B-L | 1487 | 3.804 | -0.981 | 0 | 0 | 0 | 0 |  | 1 | TRUE | wye
746 | PUMA 111 11.000-1-L | 1489 | 8.72 | -0.22 | 0 | 0 | 0 | 0 |  | 1 | TRUE | wye
748 | PUMA 25A 25.000-MA-L | 1491 | 0.15 | -0.01 | 0 | 0 | 0 | 0 |  | 1 | TRUE | wye
749 | RACK 22A 22.000-A-L | 1492 | 8.46 | 0 | 0 | 0 | 0 | 0 |  | 1 | TRUE | wye
750 | RACK 22B 22.000-B-L | 1493 | 7.42 | 0.946 | 0 | 0 | 0 | 0 |  | 1 | TRUE | wye
751 | RAKH 221 22.000-1-L | 1495 | 2.79 | 0 | 0 | 0 | 0 | 0 |  | 1 | TRUE | wye
753 | RECS 221 22.000-1-L | 1497 | 7.705 | -0.329 | 0 | 0 | 0 | 0 |  | 1 | TRUE | wye
754 | RETS 221 22.000-1-L | 1498 | 14.33 | 0.805 | 0 | 0 | 0 | 0 |  | 1 | TRUE | wye
756 | RFAL 111 11.000-1-L | 1500 | 10.28 | 1.128 | 0 | 0 | 0 | 0 |  | 1 | TRUE | wye
757 | RFAL 112 11.000-2-L | 1501 | 18.599 | 1.128 | 0 | 0 | 0 | 0 |  | 1 | TRUE | wye
759 | RKER 22B 22.000-B-L | 1503 | 15.848 | -2.492 | 0 | 0 | 0 | 0 |  | 1 | TRUE | wye
760 | RKER 22C 22.000-C-L | 1504 | 16.139 | -1.803 | 0 | 0 | 0 | 0 |  | 1 | TRUE | wye
761 | ROZS 111 11.000-1-L | 1505 | 11.465 | -0.025 | 0 | 0 | 0 | 0 |  | 1 | TRUE | wye
763 | SARB 221 22.000-1-L | 1507 | 5.72 | 0.12 | 0 | 0 | 0 | 0 |  | 1 | TRUE | wye
765 | SBXX 6A 6.0000-A-L | 1510 | 1.88 | 0.44 | 0 | 0 | 0 | 0 |  | 1 | TRUE | wye
766 | SBXX 6B 6.0000-B-L | 1511 | 1.45 | 0.34 | 0 | 0 | 0 | 0 |  | 1 | TRUE | wye
767 | SBXX 6C 6.0000-C-L | 1512 | 0 | 0 | 0 | 0 | 0 | 0 |  | 1 | TRUE | wye
768 | SIAD 6 6.0000-1-L | 1513 | 5.791 | 0.579 | 0 | 0 | 0 | 0 |  | 1 | TRUE | wye
769 | SIKL 221 22.000-1-L | 1514 | 6.97 | -0.58 | 0 | 0 | 0 | 0 |  | 1 | TRUE | wye
772 | SIKO 22A 22.000-A-L | 1516 | 3.66 | -0.74 | 0 | 0 | 0 | 0 |  | 1 | TRUE | wye
773 | SIKO 22A 22.000-K-L | 1516 | 0 | 0 | 0 | 0 | 0 | 0 |  | 1 | TRUE | wye
774 | SIKO 22B 22.000-B-L | 1517 | 0 | 0 | 0 | 0 | 0 | 0 |  | 1 | TRUE | wye
775 | SIOF 221 22.000-1-L | 1518 | 5.1 | -1.03 | 0 | 0 | 0 | 0 |  | 1 | TRUE | wye
776 | SIOF 221 22.000-K-L | 1518 | 0 | 0 | 0 | 0 | 0 | 0 |  | 1 | TRUE | wye
777 | SIOF 222 22.000-2-L | 1519 | 6.24 | -1.26 | 0 | 0 | 0 | 0 |  | 1 | TRUE | wye
778 | SKBH 221 22.000-1-L | 1520 | 17.05 | 3.76 | 0 | 0 | 0 | 0 |  | 1 | TRUE | wye
779 | SKOV 221 22.000-1-L | 1521 | 0 | 0 | 0 | 0 | 0 | 0 |  | 1 | TRUE | wye
780 | SKOV 222 22.000-2-L | 1522 | 4.56 | 0.34 | 0 | 0 | 0 | 0 |  | 1 | TRUE | wye
781 | SKOV 351 35.000-1-L | 1523 | 0 | 0 | 0 | 0 | 0 | 0 |  | 1 | TRUE | wye
782 | SKOV 352 35.000-2-L | 1524 | 0 | 0 | 0 | 0 | 0 | 0 |  | 1 | TRUE | wye
783 | SOJT 221 22.000-1-L | 1526 | 11.89 | 0 | 0 | 0 | 0 | 0 |  | 1 | TRUE | wye
784 | SOJT 221 22.000-K-L | 1526 | 0 | 0 | 0 | 0 | 0 | 0 |  | 1 | TRUE | wye
786 | SOLY 221 22.000-1-L | 1528 | 14.238 | -1.865 | 0 | 0 | 0 | 0 |  | 1 | TRUE | wye
787 | SOLY 222 22.000-2-L | 1529 | 14.705 | -1.738 | 0 | 0 | 0 | 0 |  | 1 | TRUE | wye
788 | SOPK 114 11.000-4-L | 1530 | 0.01 | 0 | 0 | 0 | 0 | 0 |  | 1 | TRUE | wye
789 | SOPK 114 11.000-K-L | 1530 | 0 | 0 | 0 | 0 | 0 | 0 |  | 1 | TRUE | wye
790 | SOPK 115 11.000-5-L | 1531 | 6.46 | 0.18 | 0 | 0 | 0 | 0 |  | 1 | TRUE | wye
791 | SOPK 224 22.000-4-L | 1532 | 4.29 | -0.6 | 0 | 0 | 0 | 0 |  | 1 | TRUE | wye
792 | SOPK 224 22.000-K-L | 1532 | 0 | 0 | 0 | 0 | 0 | 0 |  | 1 | TRUE | wye
793 | SOPK 225 22.000-5-L | 1533 | 0.01 | 0 | 0 | 0 | 0 | 0 |  | 1 | TRUE | wye
795 | SOPN 11D 11.000-D-L | 1535 | 8.03 | -0.16 | 0 | 0 | 0 | 0 |  | 1 | TRUE | wye
796 | SOPN 25A 25.000-MA-L | 1537 | 2.05 | -0.17 | 0 | 0 | 0 | 0 |  | 1 | TRUE | wye
797 | SOPN 25B 25.000-MB-L | 1538 | 2.05 | -0.17 | 0 | 0 | 0 | 0 |  | 1 | TRUE | wye
798 | SORS 22A 22.000-A-L | 1539 | 17.257 | -1.45 | 0 | 0 | 0 | 0 |  | 1 | TRUE | wye
799 | SORS 22B 22.000-B-L | 1540 | 19.162 | -0.918 | 0 | 0 | 0 | 0 |  | 1 | TRUE | wye
801 | STAR 221 22.000-1-L | 1543 | 16.61 | -0.196 | 0 | 0 | 0 | 0 |  | 1 | TRUE | wye
803 | SUME 22A 22.000-A-L | 1546 | 3.94 | 0.23 | 0 | 0 | 0 | 0 |  | 1 | TRUE | wye
804 | SUME 22A 22.000-K-L | 1546 | 0 | 0 | 0 | 0 | 0 | 0 |  | 1 | TRUE | wye
806 | SZAJM25A 25.000-MA-L | 1550 | 1.5644 | 1.1469 | 0 | 0 | 0 | 0 |  | 1 | TRUE | wye
807 | SZAJM25B 25.000-MB-L | 1551 | 1.5644 | 1.1469 | 0 | 0 | 0 | 0 |  | 1 | TRUE | wye
808 | SZARV221 22.000-1-L | 1552 | 0 | 0 | 0 | 0 | 0 | 0 |  | 1 | TRUE | wye
809 | SZARV222 22.000-2-L | 1553 | 4.3362 | 1.0215 | 0 | 0 | 0 | 0 |  | 1 | TRUE | wye
810 | SZARV222 22.000-K-L | 1553 | 0 | -2.4 | 0 | 0 | 0 | 0 |  | 1 | TRUE | wye
811 | SZBA 221 22.000-1-L | 1554 | 8.1 | 0 | 0 | 0 | 0 | 0 |  | 1 | TRUE | wye
812 | SZBA 221 22.000-K-L | 1554 | 0 | -2.4 | 0 | 0 | 0 | 0 |  | 1 | TRUE | wye
813 | SZBA 222 22.000-2-L | 1555 | 8.23 | 0 | 0 | 0 | 0 | 0 |  | 1 | TRUE | wye
814 | SZBA 25A 25.000-MA-L | 1556 | 1.97 | -0.06 | 0 | 0 | 0 | 0 |  | 1 | TRUE | wye
815 | SZBA 25B 25.000-MB-L | 1557 | 1.97 | -0.06 | 0 | 0 | 0 | 0 |  | 1 | TRUE | wye
816 | SZEC 22 22.000-1-L | 1559 | 7.492 | 0 | 0 | 0 | 0 | 0 |  | 1 | TRUE | wye
817 | SZEH 221 22.000-1-L | 1560 | 4.71 | -0.08 | 0 | 0 | 0 | 0 |  | 1 | TRUE | wye
818 | SZEH 221 22.000-K-L | 1560 | 0 | 0 | 0 | 0 | 0 | 0 |  | 1 | TRUE | wye
820 | SZEH 25A 25.000-MA-L | 1562 | 0.68 | 0.03 | 0 | 0 | 0 | 0 |  | 1 | TRUE | wye
821 | SZEH 25B 25.000-MB-L | 1563 | 0.68 | 0.03 | 0 | 0 | 0 | 0 |  | 1 | TRUE | wye
822 | SZEHU221 22.000-1-L | 1564 | 9.33 | 0.5 | 0 | 0 | 0 | 0 |  | 1 | TRUE | wye
823 | SZEHU222 22.000-2-L | 1565 | 8.28 | 0.44 | 0 | 0 | 0 | 0 |  | 1 | TRUE | wye
824 | SZEK 22A 22.000-A-L | 1566 | 5.72 | -0.06 | 0 | 0 | 0 | 0 |  | 1 | TRUE | wye
825 | SZEK 22A 22.000-K-L | 1566 | 0 | 0 | 0 | 0 | 0 | 0 |  | 1 | TRUE | wye
826 | SZEK 22B 22.000-B-L | 1567 | 4.94 | -0.05 | 0 | 0 | 0 | 0 |  | 1 | TRUE | wye
827 | SZER 221 22.000-1-L | 1568 | 19.065 | 0.32 | 0 | 0 | 0 | 0 |  | 1 | TRUE | wye
829 | SZER 25A 25.000-MA-L | 1570 | 4.061 | 1.323 | 0 | 0 | 0 | 0 |  | 1 | TRUE | wye
831 | SZFD 221 22.000-1-L | 1572 | 9.74 | 0.79 | 0 | 0 | 0 | 0 |  | 1 | TRUE | wye
832 | SZFE 11A 11.000-A-L | 1573 | 5.46 | 1 | 0 | 0 | 0 | 0 |  | 1 | TRUE | wye
833 | SZFE 11B 11.000-B-L | 1574 | 6.8 | 1.25 | 0 | 0 | 0 | 0 |  | 1 | TRUE | wye
834 | SZFN 11A 11.000-A-L | 1575 | 0 | 0 | 0 | 0 | 0 | 0 |  | 1 | TRUE | wye
835 | SZFN 11A 11.000-K-L | 1575 | 0 | -2.4 | 0 | 0 | 0 | 0 |  | 1 | TRUE | wye
836 | SZFN 11B 11.000-B-L | 1576 | 5.05 | -0.95 | 0 | 0 | 0 | 0 |  | 1 | TRUE | wye
837 | SZFV 221 22.000-1-L | 1577 | 4.79 | 0.15 | 0 | 0 | 0 | 0 |  | 1 | TRUE | wye
838 | SZFV 225 22.000-5-L | 1578 | 4.79 | 0.15 | 0 | 0 | 0 | 0 |  | 1 | TRUE | wye
839 | SZFV 35I 35.000-1-L | 1579 | 6.7 | 0.35 | 0 | 0 | 0 | 0 |  | 1 | TRUE | wye
840 | SZFV 35V 35.000-5-L | 1580 | 0 | 0 | 0 | 0 | 0 | 0 |  | 1 | TRUE | wye
841 | SZFV 62 6.0000-2-L | 1581 | 3.73 | 1.21 | 0 | 0 | 0 | 0 |  | 1 | TRUE | wye
843 | SZFV 64 6.0000-4-L | 1583 | 6.08 | 1.97 | 0 | 0 | 0 | 0 |  | 1 | TRUE | wye
844 | SZGH 221 22.000-1-L | 1584 | 9.2748 | 1.7709 | 0 | 0 | 0 | 0 |  | 1 | TRUE | wye
845 | SZGH 221 22.000-K-L | 1584 | 0 | -2.4 | 0 | 0 | 0 | 0 |  | 1 | TRUE | wye
847 | SZGO 22A 22.000-A-L | 1586 | 2.38 | 0.17 | 0 | 0 | 0 | 0 |  | 1 | TRUE | wye
848 | SZGO 22A 22.000-K-L | 1586 | 0 | 0 | 0 | 0 | 0 | 0 |  | 1 | TRUE | wye
849 | SZGO 22B 22.000-B-L | 1587 | 0.59 | 0.04 | 0 | 0 | 0 | 0 |  | 1 | TRUE | wye
850 | SZIG 221 22.000-1-L | 1588 | 8.65 | -0.11 | 0 | 0 | 0 | 0 |  | 1 | TRUE | wye
851 | SZIG 221 22.000-K-L | 1588 | 0 | 0 | 0 | 0 | 0 | 0 |  | 1 | TRUE | wye
852 | SZIG 222 22.000-2-L | 1589 | 3.55 | -0.04 | 0 | 0 | 0 | 0 |  | 1 | TRUE | wye
854 | SZIH 112 11.000-2-L | 1591 | 0.69 | 0.155 | 0 | 0 | 0 | 0 |  | 1 | TRUE | wye
855 | SZIH 223 22.000-3-L | 1592 | 12.003 | -1.473 | 0 | 0 | 0 | 0 |  | 1 | TRUE | wye
856 | SZIH 224 22.000-4-L | 1593 | 12.479 | -1.295 | 0 | 0 | 0 | 0 |  | 1 | TRUE | wye
858 | SZLS 112 11.000-2-L | 1595 | 4.33 | -0.23 | 0 | 0 | 0 | 0 |  | 1 | TRUE | wye
859 | SZLS 112 11.000-K-L | 1595 | 0 | 0 | 0 | 0 | 0 | 0 |  | 1 | TRUE | wye
860 | SZOD 221 22.000-1-L | 1596 | 14.462 | -0.58 | 0 | 0 | 0 | 0 |  | 1 | TRUE | wye
861 | SZOD 222 22.000-2-L | 1597 | 3.644 | -1.103 | 0 | 0 | 0 | 0 |  | 1 | TRUE | wye
862 | SZOL 221 22.000-1-L | 1598 | 7.4871 | 1.4898 | 0 | 0 | 0 | 0 |  | 1 | TRUE | wye
863 | SZOL 222 22.000-2-L | 1599 | 7.4871 | 1.4898 | 0 | 0 | 0 | 0 |  | 1 | TRUE | wye
864 | SZOLD111 11.000-1-L | 1600 | 4.6704 | 0.34597 | 0 | 0 | 0 | 0 |  | 1 | TRUE | wye
866 | SZOLE111 11.000-1-L | 1602 | 4.9616 | 0.024467 | 0 | 0 | 0 | 0 |  | 1 | TRUE | wye
869 | SZOLI223 22.000-3-L | 1605 | 16.019 | 2.3732 | 0 | 0 | 0 | 0 |  | 1 | TRUE | wye
872 | SZOM 222 22.000-2-L | 1607 | 12.42 | 0.57 | 0 | 0 | 0 | 0 |  | 1 | TRUE | wye
873 | SZOM 222 22.000-K-L | 1607 | 0 | 0 | 0 | 0 | 0 | 0 |  | 1 | TRUE | wye
874 | SZOM 223 22.000-3-L | 1608 | 10.37 | 0.48 | 0 | 0 | 0 | 0 |  | 1 | TRUE | wye
875 | SZOM 25A 25.000-MA-L | 1609 | 1.24 | 0.31 | 0 | 0 | 0 | 0 |  | 1 | TRUE | wye
876 | SZOM 25B 25.000-MB-L | 1610 | 1.24 | 0.31 | 0 | 0 | 0 | 0 |  | 1 | TRUE | wye
877 | TABG 223 22.000-3-L | 1619 | 1.67 | -0.62 | 0 | 0 | 0 | 0 |  | 1 | TRUE | wye
878 | TABG 223 22.000-K-L | 1619 | 0 | -2.4 | 0 | 0 | 0 | 0 |  | 1 | TRUE | wye
879 | TABG 224 22.000-4-L | 1620 | 4.1 | -1.52 | 0 | 0 | 0 | 0 |  | 1 | TRUE | wye
880 | TABM 25A 25.000-MA-L | 1621 | 3.35 | 0.66 | 0 | 0 | 0 | 0 |  | 1 | TRUE | wye
882 | TAMS 221 22.000-1-L | 1624 | 5.86 | -0.39 | 0 | 0 | 0 | 0 |  | 1 | TRUE | wye
883 | TAMS 221 22.000-K-L | 1624 | 0 | 0 | 0 | 0 | 0 | 0 |  | 1 | TRUE | wye
885 | TAPO 22A 22.000-A-L | 1626 | 9.18 | 0 | 0 | 0 | 0 | 0 |  | 1 | TRUE | wye
886 | TAPO 22B 22.000-B-L | 1627 | 0 | 0 | 0 | 0 | 0 | 0 |  | 1 | TRUE | wye
887 | TATA 221 22.000-1-L | 1628 | 4.35 | -0.64 | 0 | 0 | 0 | 0 |  | 1 | TRUE | wye
888 | TATA 221 22.000-K-L | 1628 | 0 | -2.4 | 0 | 0 | 0 | 0 |  | 1 | TRUE | wye
889 | TATA 222 22.000-2-L | 1629 | 4.74 | -0.7 | 0 | 0 | 0 | 0 |  | 1 | TRUE | wye
890 | TBIP 221 22.000-1-L | 1630 | 19.1 | 2.36 | 0 | 0 | 0 | 0 |  | 1 | TRUE | wye
891 | TBIP 222 22.000-2-L | 1631 | 0 | 0 | 0 | 0 | 0 | 0 |  | 1 | TRUE | wye
892 | TET 221 22.000-1-L | 1632 | 2.56 | 0 | 0 | 0 | 0 | 0 |  | 1 | TRUE | wye
893 | TET 221 22.000-K-L | 1632 | 0 | 0 | 0 | 0 | 0 | 0 |  | 1 | TRUE | wye
894 | THIN 61 6.0000-1-L | 1633 | 0 | 0 | 0 | 0 | 0 | 0 |  | 1 | TRUE | wye
896 | TIFO3 61 6.0000-31-L | 1635 | 0 | 0 | 0 | 0 | 0 | 0 |  | 1 | TRUE | wye
897 | TIFO3 62 6.0000-32-L | 1636 | 2.697 | -0.901 | 0 | 0 | 0 | 0 |  | 1 | TRUE | wye
899 | TIFO4 62 6.0000-42-L | 1638 | 6.667 | 0 | 0 | 0 | 0 | 0 |  | 1 | TRUE | wye
901 | TIKE 22B 22.000-B-L | 1640 | 9.2118 | 1.4656 | 0 | 0 | 0 | 0 |  | 1 | TRUE | wye
902 | TIKE 22B 22.000-K-L | 1640 | 0 | -2.4 | 0 | 0 | 0 | 0 |  | 1 | TRUE | wye
903 | TIMF 111 11.000-1-L | 1641 | 1.26 | 0.18 | 0 | 0 | 0 | 0 |  | 1 | TRUE | wye
905 | TIORV221 22.000-1-L | 1643 | 4.3687 | -0.17657 | 0 | 0 | 0 | 0 |  | 1 | TRUE | wye
906 | TIORV221 22.000-K-L | 1643 | 0 | -1.2 | 0 | 0 | 0 | 0 |  | 1 | TRUE | wye
908 | TLOK 22A 22.000-A-L | 1645 | 10.337 | 1.8813 | 0 | 0 | 0 | 0 |  | 1 | TRUE | wye
909 | TPUS 221 22.000-1-L | 1646 | 22.3768 | 7.0011 | 0 | 0 | 0 | 0 |  | 1 | TRUE | wye
911 | TSZM 222 22.000-2-L | 1648 | 5.247 | 1.2297 | 0 | 0 | 0 | 0 |  | 1 | TRUE | wye
912 | TSZM 222 22.000-K-L | 1648 | 0 | 0 | 0 | 0 | 0 | 0 |  | 1 | TRUE | wye
913 | TUJV 111 11.000-1-L | 1652 | 4.895 | 0 | 0 | 0 | 0 | 0 |  | 1 | TRUE | wye
914 | TUJV 112 11.000-2-L | 1653 | 6.285 | -0.205 | 0 | 0 | 0 | 0 |  | 1 | TRUE | wye
915 | TUJV 221 22.000-1-L | 1654 | 10.015 | -0.198 | 0 | 0 | 0 | 0 |  | 1 | TRUE | wye
916 | TUJV 222 22.000-2-L | 1655 | 0 | 0 | 0 | 0 | 0 | 0 |  | 1 | TRUE | wye
920 | TUZS 222 22.000-2-L | 1658 | 5.1581 | 1.598 | 0 | 0 | 0 | 0 |  | 1 | TRUE | wye
921 | TVK1 60 6.0000-10-L | 1660 | 25.347 | 4.49 | 0 | 0 | 0 | 0 |  | 1 | TRUE | wye
922 | TVK1 61 6.0000-11-L | 1661 | 13.011 | 4.878 | 0 | 0 | 0 | 0 |  | 1 | TRUE | wye
923 | TVK1 62 6.0000-12-L | 1662 | 24.933 | 7.049 | 0 | 0 | 0 | 0 |  | 1 | TRUE | wye
924 | TVK1 63 6.0000-13-L | 1663 | 10.602 | 3.193 | 0 | 0 | 0 | 0 |  | 1 | TRUE | wye
925 | TVK2 60 6.0000-20-L | 1664 | 6.171 | 2.324 | 0 | 0 | 0 | 0 |  | 1 | TRUE | wye
926 | TVK2 61 6.0000-21-L | 1665 | 0.342 | 1.195 | 0 | 0 | 0 | 0 |  | 1 | TRUE | wye
927 | TVK2 62 6.0000-22-L | 1666 | 4.812 | 1.716 | 0 | 0 | 0 | 0 |  | 1 | TRUE | wye
928 | TVK2 63 6.0000-23-L | 1667 | 0.077 | 0.102 | 0 | 0 | 0 | 0 |  | 1 | TRUE | wye
929 | UJHA 221 22.000-2-L | 1668 | 7.337 | 0.734 | 0 | 0 | 0 | 0 |  | 1 | TRUE | wye
930 | UJHA 222 22.000-1-L | 1669 | 0 | 0 | 0 | 0 | 0 | 0 |  | 1 | TRUE | wye
932 | UJPE 112 11.000-2-L | 1671 | 11.699 | -0.359 | 0 | 0 | 0 | 0 |  | 1 | TRUE | wye
933 | UJSZM25A 25.000-MA-L | 1672 | 0.1072 | 0.05616 | 0 | 0 | 0 | 0 |  | 1 | TRUE | wye
934 | UJSZM25B 25.000-MB-L | 1673 | 0.1072 | 0.05616 | 0 | 0 | 0 | 0 |  | 1 | TRUE | wye
935 | ULLO 221 22.000-1-L | 1674 | 10.861 | -1.379 | 0 | 0 | 0 | 0 |  | 1 | TRUE | wye
936 | ULLO 222 22.000-2-L | 1675 | 11.814 | -1.41 | 0 | 0 | 0 | 0 |  | 1 | TRUE | wye
937 | VAC 224 22.000-4-L | 1678 | 17.999 | 1.8 | 0 | 0 | 0 | 0 |  | 1 | TRUE | wye
938 | VAC 225 22.000-5-L | 1679 | 0 | 0 | 0 | 0 | 0 | 0 |  | 1 | TRUE | wye
939 | VAC 25A 25.000-MA-L | 1680 | 0 | 0 | 0 | 0 | 0 | 0 |  | 1 | TRUE | wye
940 | VAC 25B 25.000-MB-L | 1681 | 0.1 | 0 | 0 | 0 | 0 | 0 |  | 1 | TRUE | wye
941 | VAC 354 35.000-4-L | 1682 | 8.307 | 0.831 | 0 | 0 | 0 | 0 |  | 1 | TRUE | wye
942 | VAC 356 35.000-1-L | 1683 | 0 | 0 | 0 | 0 | 0 | 0 |  | 1 | TRUE | wye
943 | VARP 111 11.000-1-L | 1684 | 0 | 0 | 0 | 0 | 0 | 0 |  | 1 | TRUE | wye
944 | VARP 112 11.000-2-L | 1685 | 2.68 | -0.21 | 0 | 0 | 0 | 0 |  | 1 | TRUE | wye
945 | VARP 221 22.000-1-L | 1686 | 5.9 | -0.36 | 0 | 0 | 0 | 0 |  | 1 | TRUE | wye
946 | VARP 222 22.000-2-L | 1687 | 0 | 0 | 0 | 0 | 0 | 0 |  | 1 | TRUE | wye
947 | VECS 11B 11.000-B-L | 1688 | 6.11 | 0.611 | 0 | 0 | 0 | 0 |  | 1 | TRUE | wye
948 | VECS 11C 11.000-C-L | 1689 | 0 | 0 | 0 | 0 | 0 | 0 |  | 1 | TRUE | wye
949 | VECS 22A 22.000-A-L | 1690 | 12.227 | 1.223 | 0 | 0 | 0 | 0 |  | 1 | TRUE | wye
952 | VERM 111 11.000-1-L | 1693 | 6.724 | -0.59 | 0 | 0 | 0 | 0 |  | 1 | TRUE | wye
953 | VERM 112 11.000-2-L | 1694 | 7.713 | -0.698 | 0 | 0 | 0 | 0 |  | 1 | TRUE | wye
955 | VESZ 222 22.000-2-L | 1696 | 9 | -1.37 | 0 | 0 | 0 | 0 |  | 1 | TRUE | wye
956 | VESZ 222 22.000-K-L | 1696 | 0 | 0 | 0 | 0 | 0 | 0 |  | 1 | TRUE | wye
958 | VIRA 11B 11.000-B-L | 1698 | 22.64 | -4.16 | 0 | 0 | 0 | 0 |  | 1 | TRUE | wye
959 | VLIG 111 11.000-1-L | 1699 | 10.905 | 0.18 | 0 | 0 | 0 | 0 |  | 1 | TRUE | wye
961 | VLIG 113 11.000-3-L | 1701 | 11.216 | 0.989 | 0 | 0 | 0 | 0 |  | 1 | TRUE | wye
963 | VNAM 222 22.000-2-L | 1703 | 17.6127 | 2.8466 | 0 | 0 | 0 | 0 |  | 1 | TRUE | wye
965 | VOGN 222 22.000-2-L | 1705 | 0.77 | 0.02 | 0 | 0 | 0 | 0 |  | 1 | TRUE | wye
966 | VSZE 111 11.000-1-L | 1706 | 3.45 | 0 | 0 | 0 | 0 | 0 |  | 1 | TRUE | wye
968 | VSZE 221 22.000-1-L | 1708 | 8.18 | 0.75 | 0 | 0 | 0 | 0 |  | 1 | TRUE | wye
969 | VSZE 221 22.000-K-L | 1708 | 0 | 0 | 0 | 0 | 0 | 0 |  | 1 | TRUE | wye
971 | VSZE 25A 25.000-MA-L | 1710 | 1.1 | 0.4 | 0 | 0 | 0 | 0 |  | 1 | TRUE | wye
972 | VSZE 25B 25.000-MB-L | 1711 | 1.1 | 0.4 | 0 | 0 | 0 | 0 |  | 1 | TRUE | wye
973 | ZALA 221 22.000-1-L | 1712 | 7.56 | -1.08 | 0 | 0 | 0 | 0 |  | 1 | TRUE | wye
974 | ZALA 221 22.000-K-L | 1712 | 0 | -2.4 | 0 | 0 | 0 | 0 |  | 1 | TRUE | wye
975 | ZALA 222 22.000-2-L | 1713 | 5.03 | -0.72 | 0 | 0 | 0 | 0 |  | 1 | TRUE | wye
976 | ZALD 221 22.000-1-L | 1714 | 2.94 | -0.16 | 0 | 0 | 0 | 0 |  | 1 | TRUE | wye
977 | ZALD 221 22.000-K-L | 1714 | 0 | 0 | 0 | 0 | 0 | 0 |  | 1 | TRUE | wye
978 | ZALD 223 22.000-3-L | 1715 | 1.74 | -0.09 | 0 | 0 | 0 | 0 |  | 1 | TRUE | wye
979 | ZALD 25A 25.000-MA-L | 1716 | 0.31 | 0.04 | 0 | 0 | 0 | 0 |  | 1 | TRUE | wye
980 | ZALD 25B 25.000-MB-L | 1717 | 0.31 | 0.04 | 0 | 0 | 0 | 0 |  | 1 | TRUE | wye
981 | ZUGL 11A 11.000-A-L | 1718 | 16.768 | -0.676 | 0 | 0 | 0 | 0 |  | 1 | TRUE | wye
983 | ZUGL 11C 11.000-C-L | 1720 | 15.733 | -2.101 | 0 | 0 | 0 | 0 |  | 1 | TRUE | wye
984 | BMW 221 22.000-1-L | 1721 | 13.3348 | 2.7077 | 0 | 0 | 0 | 0 |  | 1 | TRUE | wye
985 | BMW 222 22.000-2-L | 1722 | 13.3348 | 2.7077 | 0 | 0 | 0 | 0 |  | 1 | TRUE | wye
986 | BMW 223 22.000-3-L | 1723 | 13.3348 | 2.7077 | 0 | 0 | 0 | 0 |  | 1 | TRUE | wye
987 | DFOL 22P3 22.000-P3-L | 1728 | 18.77 | 7.71 | 0 | 0 | 0 | 0 |  | 1 | TRUE | wye
988 | DOOS 221 22.000-1-L | 1729 | 17.7 | 3.85 | 0 | 0 | 0 | 0 |  | 1 | TRUE | wye
989 | DOOS 222 22.000-2-L | 1730 | 36.53 | 7.94 | 0 | 0 | 0 | 0 |  | 1 | TRUE | wye
990 | DOOS 223 22.000-3-L | 1731 | 36.53 | 7.94 | 0 | 0 | 0 | 0 |  | 1 | TRUE | wye
991 | EGES 222 22.000-2-L | 1734 | 4.649 | 0.93 | 0 | 0 | 0 | 0 |  | 1 | TRUE | wye
992 | GODM 25A 25.000-MA-L | 1737 | 2.542 | 0.508 | 0 | 0 | 0 | 0 |  | 1 | TRUE | wye
993 | GODM 25B 25.000-MB-L | 1738 | 0 | 0 | 0 | 0 | 0 | 0 |  | 1 | TRUE | wye
994 | GYHAL 222 22.000-2-L | 1739 | 8.201 | 0 | 0 | 0 | 0 | 0 |  | 1 | TRUE | wye
995 | LABA 222 22.000-2-L | 1745 | 5.22 | 0.18 | 0 | 0 | 0 | 0 |  | 1 | TRUE | wye
996 | LACZ 112 11.000-2-L | 1746 | 0 | 0 | 0 | 0 | 0 | 0 |  | 1 | TRUE | wye
997 | LEPS 221 22.000-1-L | 1747 | 2.81 | 0.61 | 0 | 0 | 0 | 0 |  | 1 | TRUE | wye
998 | LESH 221 22.000-1-L | 1748 | 3.892 | 0.389 | 0 | 0 | 0 | 0 |  | 1 | TRUE | wye
999 | MACS 221 22.000-1-L | 1749 | 12.5005 | 2.5383 | 0 | 0 | 0 | 0 |  | 1 | TRUE | wye
1000 | MACS 222 22.000-2-L | 1750 | 12.5005 | 2.5383 | 0 | 0 | 0 | 0 |  | 1 | TRUE | wye
1003 | MOZS 221 22.000-1-L | 1753 | 3.51 | 0.76 | 0 | 0 | 0 | 0 |  | 1 | TRUE | wye
1004 | NYBO 222 22.000-2-L | 1754 | 5.0042 | 1.3441 | 0 | 0 | 0 | 0 |  | 1 | TRUE | wye
1005 | ORME 111 11.000-1-L | 1755 | 7.646 | 1.147 | 0 | 0 | 0 | 0 |  | 1 | TRUE | wye
1006 | ORME 112 11.000-2-L | 1756 | 0 | 0 | 0 | 0 | 0 | 0 |  | 1 | TRUE | wye
1007 | OTTE 221 22.000-1-L | 1757 | 3.89 | 0.06 | 0 | 0 | 0 | 0 |  | 1 | TRUE | wye
1008 | PECL 221 22.000-1-L | 1758 | 6.364 | 0.636 | 0 | 0 | 0 | 0 |  | 1 | TRUE | wye
1009 | REPC 221 22.000-1-L | 1759 | 5.48 | 1.19 | 0 | 0 | 0 | 0 |  | 1 | TRUE | wye
1010 | SAMS2 221 22.000-1-L | 1760 | 46.167 | 9.233 | 0 | 0 | 0 | 0 |  | 1 | TRUE | wye
1011 | SAMS2 222 22.000-2-L | 1761 | 46.167 | 9.233 | 0 | 0 | 0 | 0 |  | 1 | TRUE | wye
1012 | SZHE 111 11.000-1-L | 1763 | 2.35 | 0.51 | 0 | 0 | 0 | 0 |  | 1 | TRUE | wye
1013 | SZHE 112 11.000-2-L | 1764 | 2.35 | 0.51 | 0 | 0 | 0 | 0 |  | 1 | TRUE | wye
1014 | SZHE 221 22.000-1-L | 1765 | 1.94 | 0.42 | 0 | 0 | 0 | 0 |  | 1 | TRUE | wye
1015 | SZHE 222 22.000-2-L | 1766 | 1.94 | 0.42 | 0 | 0 | 0 | 0 |  | 1 | TRUE | wye
1016 | VECS 22D 22.000-D-L | 1769 | 0 | 0 | 0 | 0 | 0 | 0 |  | 1 | TRUE | wye
1017 | VEVA 221 22.000-1-L | 1770 | 4.12 | 0.89 | 0 | 0 | 0 | 0 |  | 1 | TRUE | wye
1019 | VIZA 111 11.000-1-L | 1772 | 9.823 | 1.473 | 0 | 0 | 0 | 0 |  | 1 | TRUE | wye
1020 | VIZA 112 11.000-2-L | 1773 | 0 | 0 | 0 | 0 | 0 | 0 |  | 1 | TRUE | wye
1021 | ZGRO 221 22.000-1-L | 1774 | 2.66 | 0.58 | 0 | 0 | 0 | 0 |  | 1 | TRUE | wye
1022 | ZIRC 221 22.000-1-L | 1775 | 4.33 | 0.94 | 0 | 0 | 0 | 0 |  | 1 | TRUE | wye
1024 | GYIP 223 22.000-3-L | 1777 | 4.79 | 0.77 | 0 | 0 | 0 | 0 |  | 1 | TRUE | wye
1025 | TORAY221 22.000-1-L | 1778 | 10.43 | -1.91 | 0 | 0 | 0 | 0 |  | 1 | TRUE | wye
1033 | DDELN221 22.000-1-L | 1791 | 7.5009 | 1.5231 | 0 | 0 | 0 | 0 |  | 1 | TRUE | wye
1034 | DIOS 22C 22.000-C-L | 1792 | 0 | 0 | 0 | 0 | 0 | 0 |  | 1 | TRUE | wye
1035 | DUVI 111 11.000-1-L | 1793 | 4.781 | 0.717 | 0 | 0 | 0 | 0 |  | 1 | TRUE | wye
1036 | EGIP 221 22.000-1-L | 1795 | 22.275 | 4.455 | 0 | 0 | 0 | 0 |  | 1 | TRUE | wye
1038 | GARA 111 11.000-1-L | 1800 | 13.664 | 2.05 | 0 | 0 | 0 | 0 |  | 1 | TRUE | wye
1039 | GARA 112 11.000-2-L | 1801 | 0 | 0 | 0 | 0 | 0 | 0 |  | 1 | TRUE | wye
1040 | JFSZ 221 22.000-1-L | 1803 | 5.933 | 0.593 | 0 | 0 | 0 | 0 |  | 1 | TRUE | wye
1042 | KOBA 11B 11.000-B-L | 1806 | 0 | 0 | 0 | 0 | 0 | 0 |  | 1 | TRUE | wye
1043 | MAKL 221 22.000-1-L | 1808 | 3.982 | 0.398 | 0 | 0 | 0 | 0 |  | 1 | TRUE | wye
1044 | SZIK 221 22.000-1-L | 1810 | 7.413 | 0.741 | 0 | 0 | 0 | 0 |  | 1 | TRUE | wye
1045 | SZIK 222 22.000-2-L | 1811 | 0 | 0 | 0 | 0 | 0 | 0 |  | 1 | TRUE | wye
1047 | EGES 221 22.000-1-L | 1818 | 0 | 0 | 0 | 0 | 0 | 0 |  | 1 | TRUE | wye
1048 | ILLA 111 11.000-1-L | 1819 | 3.71 | 0.557 | 0 | 0 | 0 | 0 |  | 1 | TRUE | wye
1049 | ILLA 112 11.000-2-L | 1820 | 0 | 0 | 0 | 0 | 0 | 0 |  | 1 | TRUE | wye
1051 | KAFUM22C 22.000-C-L | 1822 | 4.14 | 0.9 | 0 | 0 | 0 | 0 |  | 1 | TRUE | wye
1052 | PAPA 223 22.000-3-L | 1823 | 3.38 | -0.34 | 0 | 0 | 0 | 0 |  | 1 | TRUE | wye
1053 | PASZ 221 22.000-1-L | 1824 | 4.344 | 0.434 | 0 | 0 | 0 | 0 |  | 1 | TRUE | wye
1054 | TAB 221 22.000-1-L | 1825 | 4.12 | 0.9 | 0 | 0 | 0 | 0 |  | 1 | TRUE | wye
1056 | VESZ 112 11.000-2-L | 1827 | 3.11 | 0 | 0 | 0 | 0 | 0 |  | 1 | TRUE | wye
1057 | WEST 111 11.000-1-L | 1828 | 6.465 | 0.97 | 0 | 0 | 0 | 0 |  | 1 | TRUE | wye
1058 | WEST 112 11.000-2-L | 1829 | 0 | 0 | 0 | 0 | 0 | 0 |  | 1 | TRUE | wye
1059 | GYHAL 221 22.000-1-L | 1838 | 0 | 0 | 0 | 0 | 0 | 0 |  | 1 | TRUE | wye
1060 | PECL 222 22.000-2-L | 1840 | 0 | 0 | 0 | 0 | 0 | 0 |  | 1 | TRUE | wye
1061 | SULY 221 22.000-1-L | 1843 | 18.215 | 1.822 | 0 | 0 | 0 | 0 |  | 1 | TRUE | wye
1063 | TAHI 112 11.000-2-L | 1846 | 10.379 | 1.557 | 0 | 0 | 0 | 0 |  | 1 | TRUE | wye
1064 | VERS 221 22.000-1-L | 1850 | 4.7 | 0.47 | 0 | 0 | 0 | 0 |  | 1 | TRUE | wye
1065 | VERS 222 22.000-2-L | 1851 | 0 | 0 | 0 | 0 | 0 | 0 |  | 1 | TRUE | wye
1066 | GYME 221 22.000-1-L | 1855 | 3.75 | 0.06 | 0 | 0 | 0 | 0 |  | 1 | TRUE | wye
1067 | NYUF 353 35.000-3-L | 1856 | 8.2 | 0.78 | 0 | 0 | 0 | 0 |  | 1 | TRUE | wye
1068 | SAMS2 223 22.000-3-L | 1857 | 46.167 | 9.233 | 0 | 0 | 0 | 0 |  | 1 | TRUE | wye
1069 | SAMS2 224 22.000-4-L | 1858 | 0 | 0 | 0 | 0 | 0 | 0 |  | 1 | TRUE | wye
1070 | SKBM 221 22.000-1-L | 1859 | 13.76 | 2.06 | 0 | 0 | 0 | 0 |  | 1 | TRUE | wye
1073 | DEBE 22B 22.000-B-L | 1863 | 22.7505 | 4.6197 | 0 | 0 | 0 | 0 |  | 1 | TRUE | wye
1074 | DEBE 22C 22.000-C-L | 1864 | 22.7505 | 4.6197 | 0 | 0 | 0 | 0 |  | 1 | TRUE | wye
1075 | DMJV 221 22.000-1-L | 1865 | 39.4446 | 8.0096 | 0 | 0 | 0 | 0 |  | 1 | TRUE | wye
1076 | DMJV 222 22.000-2-L | 1866 | 39.4446 | 8.0096 | 0 | 0 | 0 | 0 |  | 1 | TRUE | wye
1077 | DMJV 223 22.000-3-L | 1867 | 39.4446 | 8.0096 | 0 | 0 | 0 | 0 |  | 1 | TRUE | wye
1079 | MBOG 221 22.000-1-L | 1871 | 7.031 | 1.406 | 0 | 0 | 0 | 0 |  | 1 | TRUE | wye
1080 | MBOG 222 22.000-2-L | 1872 | 0 | 0 | 0 | 0 | 0 | 0 |  | 1 | TRUE | wye
1081 | DMJV 224 22.000-4-L | 1874 | 39.4446 | 8.0096 | 0 | 0 | 0 | 0 |  | 1 | TRUE | wye
1082 | DMJV 225 22.000-5-L | 1875 | 39.4446 | 8.0096 | 0 | 0 | 0 | 0 |  | 1 | TRUE | wye
1083 | DMJV 226 22.000-6-L | 1876 | 39.4446 | 8.0096 | 0 | 0 | 0 | 0 |  | 1 | TRUE | wye
1084 | DMJV 227 22.000-7-L | 1877 | 39.4446 | 8.0096 | 0 | 0 | 0 | 0 |  | 1 | TRUE | wye
1085 | DMJV 228 22.000-8-L | 1878 | 39.4446 | 8.0096 | 0 | 0 | 0 | 0 |  | 1 | TRUE | wye
1086 | DMJV 229 22.000-9-L | 1879 | 39.4446 | 8.0096 | 0 | 0 | 0 | 0 |  | 1 | TRUE | wye
1087 | PILV 221 22.000-1-L | 1900 | 1.66 | 0.166 | 0 | 0 | 0 | 0 |  | 1 | TRUE | wye
1088 | PILV 222 22.000-2-L | 1901 | 0 | 0 | 0 | 0 | 0 | 0 |  | 1 | TRUE | wye
1089 | DUVM 25A 25.000-MA-L | 1921 | 2.995 | 0.449 | 0 | 0 | 0 | 0 |  | 1 | TRUE | wye
1090 | DUVM 25B 25.000-MB-L | 1922 | 0 | 0 | 0 | 0 | 0 | 0 |  | 1 | TRUE | wye
1091 | PATY 221 22.000-1-L | 1924 | 4.812 | 0.481 | 0 | 0 | 0 | 0 |  | 1 | TRUE | wye
1092 | PATY 222 22.000-2-L | 1925 | 0 | 0 | 0 | 0 | 0 | 0 |  | 1 | TRUE | wye
1093 | SZBA 25C 25.000-MC-L | 1926 | 0 | 0 | 0 | 0 | 0 | 0 |  | 1 | TRUE | wye
1094 | VARK 221 22.000-1-L | 1927 | 8.5 | 1.85 | 0 | 0 | 0 | 0 |  | 1 | TRUE | wye
1097 | PAKM 25A 25.000-MA-L | 1937 | 2.596 | 0.389 | 0 | 0 | 0 | 0 |  | 1 | TRUE | wye
1098 | PAKM 25B 25.000-MB-L | 1938 | 0 | 0 | 0 | 0 | 0 | 0 |  | 1 | TRUE | wye
1099 | CSEG 223 22.000-3-L | 1939 | 7.29 | 0.57 | 0 | 0 | 0 | 0 |  | 1 | TRUE | wye
1100 | PAKO 221 22.000-1-L | 1949 | 6.203 | 0.93 | 0 | 0 | 0 | 0 |  | 1 | TRUE | wye
1101 | ROSE 221 22.000-1-L | 1996 | 16.2505 | 3.2998 | 0 | 0 | 0 | 0 |  | 1 | TRUE | wye
1102 | ROSE 222 22.000-2-L | 1997 | 16.2505 | 3.2998 | 0 | 0 | 0 | 0 |  | 1 | TRUE | wye
1103 | SOPT 221 22.000-1-L | 1999 | 7 | 1.52 | 0 | 0 | 0 | 0 |  | 1 | TRUE | wye
1107 | CSPG G2B 15.750-VK-L | 2002 | 5 | 0 | 0 | 0 | 0 | 0 |  | 1 | TRUE | wye
1110 | BAMO 221 22.000-1-L | 2010 | 30 | 6.52 | 0 | 0 | 0 | 0 |  | 1 | TRUE | wye
1111 | BAMO 222 22.000-2-L | 2011 | 30 | 6.52 | 0 | 0 | 0 | 0 |  | 1 | TRUE | wye
1112 | IVAKA221 22.000-1-L | 2031 | 32.5 | 7.06 | 0 | 0 | 0 | 0 |  | 1 | TRUE | wye
1113 | IVAKA222 22.000-2-L | 2032 | 32.5 | 7.06 | 0 | 0 | 0 | 0 |  | 1 | TRUE | wye
1114 | KISB 221 22.000-1-L | 2036 | 4.28 | 0.93 | 0 | 0 | 0 | 0 |  | 1 | TRUE | wye
1115 | NYIRJ 221 22.000-1-L | 2043 | 23.0002 | 4.6704 | 0 | 0 | 0 | 0 |  | 1 | TRUE | wye
1116 | NYIRJ 222 22.000-2-L | 2044 | 0 | 0 | 0 | 0 | 0 | 0 |  | 1 | TRUE | wye
1117 | NYIRJ 223 22.000-3-L | 2045 | 23.0002 | 4.6704 | 0 | 0 | 0 | 0 |  | 1 | TRUE | wye
1118 | NYIRJ 224 22.000-4-L | 2046 | 23.0002 | 4.6704 | 0 | 0 | 0 | 0 |  | 1 | TRUE | wye
1119 | NYIRJ 225 22.000-5-L | 2047 | 23.0002 | 4.6704 | 0 | 0 | 0 | 0 |  | 1 | TRUE | wye
1120 | NYIRJ 226 22.000-6-L | 2048 | 0 | 0 | 0 | 0 | 0 | 0 |  | 1 | TRUE | wye
1121 | NYIRJ 227 22.000-7-L | 2049 | 0 | 0 | 0 | 0 | 0 | 0 |  | 1 | TRUE | wye
1124 | ORMM 25A 25.000-MA-L | 2054 | 2.596 | 0.26 | 0 | 0 | 0 | 0 |  | 1 | TRUE | wye
1125 | ORMM 25B 25.000-MB-L | 2055 | 0 | 0 | 0 | 0 | 0 | 0 |  | 1 | TRUE | wye
1126 | SKER 221 22.000-1-L | 2063 | 13.225 | 0 | 0 | 0 | 0 | 0 |  | 1 | TRUE | wye
1129 | BTYA GY1 120.00-1-L | 2078 | 43 | 8.7314 | 0 | 0 | 0 | 0 |  | 1 | TRUE | wye
1130 | MAKE GY1 120.00-1-L | 2079 | 12.6 | 0.333 | 0 | 0 | 0 | 0 |  | 1 | TRUE | wye
1133 | TIMA 111 11.000-1-L | 2114 | 3.99 | 0.598 | 0 | 0 | 0 | 0 |  | 1 | TRUE | wye
1134 | ZSIG 111 11.000-1-L | 2118 | 5.211 | 0.782 | 0 | 0 | 0 | 0 |  | 1 | TRUE | wye

## sgen
| name | bus | p_mw | q_mvar | min_q_mvar | max_q_mvar | sn_mva | scaling | controllable | id_q_capability_characteristic | reactive_capability_curve | curve_style | in_service | type | current_source | technology
0 | DETK PV 6.0000-B1 | 34 | 0 | 0 |  |  | 10 | 1 | FALSE |  | FALSE |  | TRUE | BATTERYSTRG | TRUE | BATTERYSTRG
1 | DETK PV 6.0000-P1 | 34 | 14.112 | 0 |  |  | 16 | 1 | FALSE |  | FALSE |  | TRUE | SOLARPHOTOVO | TRUE | SOLARPHOTOVO
3 | DUME ELE 120.00-W1 | 35 | 38.705 | 0 |  |  | 50 | 0.85 | FALSE |  | FALSE |  | TRUE | WINDONSHORE | TRUE | WINDONSHORE
26 | MATREG1 11.500-10 | 148 | 110.25 | 0 |  |  | 125 | 1 | FALSE |  | FALSE |  | TRUE | SOLARPHOTOVO | TRUE | SOLARPHOTOVO
27 | MATREG2 11.500-2 | 149 | 38 | 0 |  |  | 118 | 1 | FALSE |  | FALSE |  | TRUE | OTHERRES | TRUE | OTHERRES
31 | TISZEGB 220.00-B | 272 | 0 | 0 |  |  | 30 | 1 | FALSE |  | FALSE |  | TRUE | BATTERYSTRG | TRUE | BATTERYSTRG
34 | DUNAPGY 20.000-P1 | 341 | 15.5232 | 0 |  |  | 17.6 | 1 | FALSE |  | FALSE |  | TRUE | SOLARPHOTOVO | TRUE | SOLARPHOTOVO
38 | ALGY GY3 120.00-Q4 | 416 | 3.414 | -0.001 |  |  | 5.077 | 1 | FALSE |  | FALSE |  | TRUE | SOLARPHOTOVO | TRUE | SOLARPHOTOVO
39 | BAJA GY1 120.00-B4 | 419 | 0 | -0.001 |  |  | 1.256 | 1 | FALSE |  | FALSE |  | TRUE | BATTERYSTRG | TRUE | BATTERYSTRG
40 | BAJA GY1 120.00-N4 | 419 | 23.98 | -0.001 |  |  | 35.658 | 1 | FALSE |  | FALSE |  | TRUE | ROOFTOPPV | TRUE | ROOFTOPPV
41 | BAJA GY1 120.00-O4 | 419 | 0.36 | -0.001 |  |  | 1.819 | 1 | FALSE |  | FALSE |  | TRUE | OTHERNONRES | TRUE | OTHERNONRES
42 | BAJA GY1 120.00-P4 | 419 | 25.781 | -0.001 |  |  | 29.23 | 1 | FALSE |  | FALSE |  | TRUE | SOLARPHOTOVO | TRUE | SOLARPHOTOVO
43 | BAJA GY1 120.00-Q4 | 419 | 6.111 | -0.001 |  |  | 9.087 | 1 | FALSE |  | FALSE |  | TRUE | SOLARPHOTOVO | TRUE | SOLARPHOTOVO
44 | BAJD GY1 120.00-B4 | 420 | 0 | -0.001 |  |  | 0.138 | 1 | FALSE |  | FALSE |  | TRUE | BATTERYSTRG | TRUE | BATTERYSTRG
45 | BAJD GY1 120.00-N4 | 420 | 3.3 | -0.001 |  |  | 4.907 | 1 | FALSE |  | FALSE |  | TRUE | ROOFTOPPV | TRUE | ROOFTOPPV
46 | BAJD GY1 120.00-P4 | 420 | 4.675 | -0.001 |  |  | 5.3 | 1 | FALSE |  | FALSE |  | TRUE | SOLARPHOTOVO | TRUE | SOLARPHOTOVO
47 | BAJD GY1 120.00-Q4 | 420 | 0.371 | -0.001 |  |  | 0.552 | 1 | FALSE |  | FALSE |  | TRUE | SOLARPHOTOVO | TRUE | SOLARPHOTOVO
48 | BAJD GY1 120.00-V4 | 420 | 0.043 | -0.001 |  |  | 0.06 | 1 | FALSE |  | FALSE |  | TRUE | HYDRORANPOND | TRUE | HYDRORANPOND
49 | BCSA B 120.00-N4 | 421 | 28.818 | -0.001 |  |  | 42.853 | 1 | FALSE |  | FALSE |  | TRUE | ROOFTOPPV | TRUE | ROOFTOPPV
50 | BCSA B 120.00-P4 | 421 | 19.422 | -0.001 |  |  | 22.02 | 1 | FALSE |  | FALSE |  | TRUE | SOLARPHOTOVO | TRUE | SOLARPHOTOVO
51 | BCSA B 120.00-Q4 | 421 | 26.007 | -0.001 |  |  | 38.672 | 1 | FALSE |  | FALSE |  | TRUE | SOLARPHOTOVO | TRUE | SOLARPHOTOVO
52 | BCSA B 120.00-R4 | 421 | 0.201 | -0.001 |  |  | 0.48 | 1 | FALSE |  | FALSE |  | TRUE | OTHERRES | TRUE | OTHERRES
53 | BCSK GY1 120.00-B4 | 423 | 0 | -0.001 |  |  | 1.491 | 1 | FALSE |  | FALSE |  | TRUE | BATTERYSTRG | TRUE | BATTERYSTRG
54 | BCSK GY1 120.00-N4 | 423 | 6.947 | -0.001 |  |  | 10.33 | 1 | FALSE |  | FALSE |  | TRUE | ROOFTOPPV | TRUE | ROOFTOPPV
55 | BCSK GY1 120.00-O4 | 423 | 0.409 | -0.001 |  |  | 2.066 | 1 | FALSE |  | FALSE |  | TRUE | OTHERNONRES | TRUE | OTHERNONRES
56 | BCSK GY1 120.00-P4 | 423 | 1.189 | -0.001 |  |  | 1.348 | 1 | FALSE |  | FALSE |  | TRUE | SOLARPHOTOVO | TRUE | SOLARPHOTOVO
57 | BCSK GY1 120.00-Q4 | 423 | 0.939 | -0.001 |  |  | 1.396 | 1 | FALSE |  | FALSE |  | TRUE | SOLARPHOTOVO | TRUE | SOLARPHOTOVO
58 | BEKS GY1 120.00-B4 | 427 | 0 | -0.001 |  |  | 1.513 | 1 | FALSE |  | FALSE |  | TRUE | BATTERYSTRG | TRUE | BATTERYSTRG
59 | BEKS GY1 120.00-N4 | 427 | 12.319 | -0.001 |  |  | 18.318 | 1 | FALSE |  | FALSE |  | TRUE | ROOFTOPPV | TRUE | ROOFTOPPV
60 | BEKS GY1 120.00-P4 | 427 | 15.767 | -0.001 |  |  | 17.876 | 1 | FALSE |  | FALSE |  | TRUE | SOLARPHOTOVO | TRUE | SOLARPHOTOVO
61 | BEKS GY1 120.00-Q4 | 427 | 2.591 | -0.001 |  |  | 3.853 | 1 | FALSE |  | FALSE |  | TRUE | SOLARPHOTOVO | TRUE | SOLARPHOTOVO
62 | BEKS GY1 120.00-R4 | 427 | 0.497 | -0.001 |  |  | 1.19 | 1 | FALSE |  | FALSE |  | TRUE | OTHERRES | TRUE | OTHERRES
63 | CEGL GY1 120.00-B4 | 428 | 0 | -0.001 |  |  | 1.188 | 1 | FALSE |  | FALSE |  | TRUE | BATTERYSTRG | TRUE | BATTERYSTRG
64 | CEGL GY1 120.00-N4 | 428 | 16.425 | -0.001 |  |  | 24.424 | 1 | FALSE |  | FALSE |  | TRUE | ROOFTOPPV | TRUE | ROOFTOPPV
65 | CEGL GY1 120.00-O4 | 428 | 0.597 | -0.001 |  |  | 3.017 | 1 | FALSE |  | FALSE |  | TRUE | OTHERNONRES | TRUE | OTHERNONRES
66 | CEGL GY1 120.00-P4 | 428 | 20.039 | -0.001 |  |  | 22.72 | 1 | FALSE |  | FALSE |  | TRUE | SOLARPHOTOVO | TRUE | SOLARPHOTOVO
67 | CEGL GY1 120.00-Q4 | 428 | 9.519 | -0.001 |  |  | 14.155 | 1 | FALSE |  | FALSE |  | TRUE | SOLARPHOTOVO | TRUE | SOLARPHOTOVO
68 | CSAT GY1 120.00-B4 | 429 | 0 | -0.001 |  |  | 0.194 | 1 | FALSE |  | FALSE |  | TRUE | BATTERYSTRG | TRUE | BATTERYSTRG
69 | CSAT GY1 120.00-N4 | 429 | 4.627 | -0.001 |  |  | 6.881 | 1 | FALSE |  | FALSE |  | TRUE | ROOFTOPPV | TRUE | ROOFTOPPV
70 | CSAT GY1 120.00-P4 | 429 | 10.871 | -0.001 |  |  | 12.325 | 1 | FALSE |  | FALSE |  | TRUE | SOLARPHOTOVO | TRUE | SOLARPHOTOVO
71 | CSAT GY1 120.00-Q4 | 429 | 0.705 | -0.001 |  |  | 1.048 | 1 | FALSE |  | FALSE |  | TRUE | SOLARPHOTOVO | TRUE | SOLARPHOTOVO
72 | CSER 1 120.00-B4 | 430 | 0 | -0.001 |  |  | 0.329 | 1 | FALSE |  | FALSE |  | TRUE | BATTERYSTRG | TRUE | BATTERYSTRG
73 | CSER 1 120.00-N4 | 430 | 7.853 | -0.001 |  |  | 11.677 | 1 | FALSE |  | FALSE |  | TRUE | ROOFTOPPV | TRUE | ROOFTOPPV
74 | CSER 1 120.00-O4 | 430 | 0.495 | -0.001 |  |  | 2.505 | 1 | FALSE |  | FALSE |  | TRUE | OTHERNONRES | TRUE | OTHERNONRES
75 | CSER 1 120.00-P4 | 430 | 0.011 | -0.001 |  |  | 0.012 | 1 | FALSE |  | FALSE |  | TRUE | SOLARPHOTOVO | TRUE | SOLARPHOTOVO
76 | CSER 1 120.00-Q4 | 430 | 5.489 | -0.001 |  |  | 8.161 | 1 | FALSE |  | FALSE |  | TRUE | SOLARPHOTOVO | TRUE | SOLARPHOTOVO
77 | CSON GY1 120.00-B4 | 432 | 0 | -0.001 |  |  | 0.324 | 1 | FALSE |  | FALSE |  | TRUE | BATTERYSTRG | TRUE | BATTERYSTRG
78 | CSON GY1 120.00-N4 | 432 | 7.716 | -0.001 |  |  | 11.474 | 1 | FALSE |  | FALSE |  | TRUE | ROOFTOPPV | TRUE | ROOFTOPPV
79 | CSON GY1 120.00-P4 | 432 | 10.297 | -0.001 |  |  | 11.675 | 1 | FALSE |  | FALSE |  | TRUE | SOLARPHOTOVO | TRUE | SOLARPHOTOVO
80 | CSON GY1 120.00-Q4 | 432 | 1.635 | -0.001 |  |  | 2.431 | 1 | FALSE |  | FALSE |  | TRUE | SOLARPHOTOVO | TRUE | SOLARPHOTOVO
81 | CSON GY1 120.00-R4 | 432 | 0.497 | -0.001 |  |  | 1.19 | 1 | FALSE |  | FALSE |  | TRUE | OTHERRES | TRUE | OTHERRES
82 | FETO GY1 120.00-Q4 | 433 | 4.236 | -0.001 |  |  | 6.299 | 1 | FALSE |  | FALSE |  | TRUE | SOLARPHOTOVO | TRUE | SOLARPHOTOVO
83 | GYLA 2 120.00-B4 | 435 | 0 | -0.001 |  |  | 6.681 | 1 | FALSE |  | FALSE |  | TRUE | BATTERYSTRG | TRUE | BATTERYSTRG
84 | GYLA 2 120.00-N4 | 435 | 16.81 | -0.001 |  |  | 24.996 | 1 | FALSE |  | FALSE |  | TRUE | ROOFTOPPV | TRUE | ROOFTOPPV
85 | GYLA 2 120.00-O4 | 435 | 1.365 | -0.001 |  |  | 6.9 | 1 | FALSE |  | FALSE |  | TRUE | OTHERNONRES | TRUE | OTHERNONRES
86 | GYLA 2 120.00-P4 | 435 | 14.593 | -0.001 |  |  | 16.545 | 1 | FALSE |  | FALSE |  | TRUE | SOLARPHOTOVO | TRUE | SOLARPHOTOVO
87 | GYLA 2 120.00-Q4 | 435 | 12.776 | -0.001 |  |  | 18.998 | 1 | FALSE |  | FALSE |  | TRUE | SOLARPHOTOVO | TRUE | SOLARPHOTOVO
88 | GYLA 2 120.00-R4 | 435 | 0.208 | -0.001 |  |  | 0.499 | 1 | FALSE |  | FALSE |  | TRUE | OTHERRES | TRUE | OTHERRES
89 | HODM GY1 120.00-B4 | 436 | 0 | -0.001 |  |  | 2.813 | 1 | FALSE |  | FALSE |  | TRUE | BATTERYSTRG | TRUE | BATTERYSTRG
90 | HODM GY1 120.00-N4 | 436 | 19.489 | -0.001 |  |  | 28.981 | 1 | FALSE |  | FALSE |  | TRUE | ROOFTOPPV | TRUE | ROOFTOPPV
91 | HODM GY1 120.00-P4 | 436 | 14.481 | -0.001 |  |  | 16.418 | 1 | FALSE |  | FALSE |  | TRUE | SOLARPHOTOVO | TRUE | SOLARPHOTOVO
92 | HODM GY1 120.00-Q4 | 436 | 1.406 | -0.001 |  |  | 2.091 | 1 | FALSE |  | FALSE |  | TRUE | SOLARPHOTOVO | TRUE | SOLARPHOTOVO
93 | HODM GY1 120.00-R4 | 436 | 0.134 | -0.001 |  |  | 0.32 | 1 | FALSE |  | FALSE |  | TRUE | OTHERRES | TRUE | OTHERRES
94 | HODN GY1 120.00-P4 | 437 | 43.659 | -0.001 |  |  | 49.5 | 1 | FALSE |  | FALSE |  | TRUE | SOLARPHOTOVO | TRUE | SOLARPHOTOVO
95 | KALO GY1 120.00-B4 | 438 | 0 | -0.001 |  |  | 2.659 | 1 | FALSE |  | FALSE |  | TRUE | BATTERYSTRG | TRUE | BATTERYSTRG
96 | KALO GY1 120.00-N4 | 438 | 15.892 | -0.001 |  |  | 23.631 | 1 | FALSE |  | FALSE |  | TRUE | ROOFTOPPV | TRUE | ROOFTOPPV
97 | KALO GY1 120.00-P4 | 438 | 54.667 | -0.001 |  |  | 61.981 | 1 | FALSE |  | FALSE |  | TRUE | SOLARPHOTOVO | TRUE | SOLARPHOTOVO
98 | KALO GY1 120.00-Q4 | 438 | 3.075 | -0.001 |  |  | 4.573 | 1 | FALSE |  | FALSE |  | TRUE | SOLARPHOTOVO | TRUE | SOLARPHOTOVO
99 | KDMA GY1 120.00-B4 | 439 | 0 | -0.001 |  |  | 0.986 | 1 | FALSE |  | FALSE |  | TRUE | BATTERYSTRG | TRUE | BATTERYSTRG
100 | KDMA GY1 120.00-N4 | 439 | 23.509 | -0.001 |  |  | 34.957 | 1 | FALSE |  | FALSE |  | TRUE | ROOFTOPPV | TRUE | ROOFTOPPV
101 | KDMA GY1 120.00-P4 | 439 | 16.217 | -0.001 |  |  | 18.387 | 1 | FALSE |  | FALSE |  | TRUE | SOLARPHOTOVO | TRUE | SOLARPHOTOVO
102 | KDMA GY1 120.00-Q4 | 439 | 3.879 | -0.001 |  |  | 5.768 | 1 | FALSE |  | FALSE |  | TRUE | SOLARPHOTOVO | TRUE | SOLARPHOTOVO
103 | KDMA GY1 120.00-R4 | 439 | 0.485 | -0.001 |  |  | 1.16 | 1 | FALSE |  | FALSE |  | TRUE | OTHERRES | TRUE | OTHERRES
104 | KECE 1 120.00-B4 | 440 | 0 | -0.001 |  |  | 0.49 | 1 | FALSE |  | FALSE |  | TRUE | BATTERYSTRG | TRUE | BATTERYSTRG
105 | KECE 1 120.00-N4 | 440 | 11.674 | -0.001 |  |  | 17.359 | 1 | FALSE |  | FALSE |  | TRUE | ROOFTOPPV | TRUE | ROOFTOPPV
106 | KECE 1 120.00-O4 | 440 | 0.946 | -0.001 |  |  | 4.783 | 1 | FALSE |  | FALSE |  | TRUE | OTHERNONRES | TRUE | OTHERNONRES
107 | KECE 1 120.00-P4 | 440 | 4.495 | -0.001 |  |  | 5.096 | 1 | FALSE |  | FALSE |  | TRUE | SOLARPHOTOVO | TRUE | SOLARPHOTOVO
108 | KECE 1 120.00-Q4 | 440 | 1.378 | -0.001 |  |  | 2.049 | 1 | FALSE |  | FALSE |  | TRUE | SOLARPHOTOVO | TRUE | SOLARPHOTOVO
109 | KECK GY1 120.00-P4 | 442 | 17.622 | -0.001 |  |  | 19.98 | 1 | FALSE |  | FALSE |  | TRUE | SOLARPHOTOVO | TRUE | SOLARPHOTOVO
110 | KECK GY1 120.00-Q4 | 442 | 1.799 | -0.001 |  |  | 2.675 | 1 | FALSE |  | FALSE |  | TRUE | SOLARPHOTOVO | TRUE | SOLARPHOTOVO
111 | KECS B 120.00-P4 | 443 | 17.636 | -0.001 |  |  | 19.995 | 1 | FALSE |  | FALSE |  | TRUE | SOLARPHOTOVO | TRUE | SOLARPHOTOVO
112 | KECS B 120.00-Q4 | 443 | 2.824 | -0.001 |  |  | 4.199 | 1 | FALSE |  | FALSE |  | TRUE | SOLARPHOTOVO | TRUE | SOLARPHOTOVO
113 | KHAL GY1 120.00-B4 | 446 | 0 | -0.001 |  |  | 2.636 | 1 | FALSE |  | FALSE |  | TRUE | BATTERYSTRG | TRUE | BATTERYSTRG
114 | KHAL GY1 120.00-N4 | 446 | 20.891 | -0.001 |  |  | 31.065 | 1 | FALSE |  | FALSE |  | TRUE | ROOFTOPPV | TRUE | ROOFTOPPV
115 | KHAL GY1 120.00-O4 | 446 | 0.633 | -0.001 |  |  | 3.2 | 1 | FALSE |  | FALSE |  | TRUE | OTHERNONRES | TRUE | OTHERNONRES
116 | KHAL GY1 120.00-P4 | 446 | 14.975 | -0.001 |  |  | 16.978 | 1 | FALSE |  | FALSE |  | TRUE | SOLARPHOTOVO | TRUE | SOLARPHOTOVO
117 | KHAL GY1 120.00-Q4 | 446 | 10.226 | -0.001 |  |  | 15.206 | 1 | FALSE |  | FALSE |  | TRUE | SOLARPHOTOVO | TRUE | SOLARPHOTOVO
118 | KHAN GY1 120.00-P4 | 447 | 42.336 | -0.001 |  |  | 48 | 1 | FALSE |  | FALSE |  | TRUE | SOLARPHOTOVO | TRUE | SOLARPHOTOVO
119 | KHAP GY1 120.00-P4 | 449 | 35.28 | -0.001 |  |  | 40 | 1 | FALSE |  | FALSE |  | TRUE | SOLARPHOTOVO | TRUE | SOLARPHOTOVO
120 | KIST GY1 120.00-B4 | 450 | 0 | -0.001 |  |  | 0.404 | 1 | FALSE |  | FALSE |  | TRUE | BATTERYSTRG | TRUE | BATTERYSTRG
121 | KIST GY1 120.00-N4 | 450 | 9.627 | -0.001 |  |  | 14.315 | 1 | FALSE |  | FALSE |  | TRUE | ROOFTOPPV | TRUE | ROOFTOPPV
122 | KIST GY1 120.00-P4 | 450 | 11.755 | -0.001 |  |  | 13.328 | 1 | FALSE |  | FALSE |  | TRUE | SOLARPHOTOVO | TRUE | SOLARPHOTOVO
123 | KIST GY1 120.00-Q4 | 450 | 5.275 | -0.001 |  |  | 7.844 | 1 | FALSE |  | FALSE |  | TRUE | SOLARPHOTOVO | TRUE | SOLARPHOTOVO
124 | KKOR GY1 120.00-B4 | 451 | 0 | -0.001 |  |  | 1.168 | 1 | FALSE |  | FALSE |  | TRUE | BATTERYSTRG | TRUE | BATTERYSTRG
125 | KKOR GY1 120.00-N4 | 451 | 12.765 | -0.001 |  |  | 18.982 | 1 | FALSE |  | FALSE |  | TRUE | ROOFTOPPV | TRUE | ROOFTOPPV
126 | KKOR GY1 120.00-P4 | 451 | 26.988 | -0.001 |  |  | 30.599 | 1 | FALSE |  | FALSE |  | TRUE | SOLARPHOTOVO | TRUE | SOLARPHOTOVO
127 | KKOR GY1 120.00-Q4 | 451 | 4.602 | -0.001 |  |  | 6.843 | 1 | FALSE |  | FALSE |  | TRUE | SOLARPHOTOVO | TRUE | SOLARPHOTOVO
128 | KKOR GY1 120.00-R4 | 451 | 0.349 | -0.001 |  |  | 0.836 | 1 | FALSE |  | FALSE |  | TRUE | OTHERRES | TRUE | OTHERRES
129 | KMAJ GY1 120.00-B4 | 452 | 0 | -0.001 |  |  | 2.334 | 1 | FALSE |  | FALSE |  | TRUE | BATTERYSTRG | TRUE | BATTERYSTRG
130 | KMAJ GY1 120.00-N4 | 452 | 8.2 | -0.001 |  |  | 12.194 | 1 | FALSE |  | FALSE |  | TRUE | ROOFTOPPV | TRUE | ROOFTOPPV
131 | KMAJ GY1 120.00-P4 | 452 | 9.365 | -0.001 |  |  | 10.618 | 1 | FALSE |  | FALSE |  | TRUE | SOLARPHOTOVO | TRUE | SOLARPHOTOVO
132 | KMAJ GY1 120.00-Q4 | 452 | 6.949 | -0.001 |  |  | 10.332 | 1 | FALSE |  | FALSE |  | TRUE | SOLARPHOTOVO | TRUE | SOLARPHOTOVO
133 | KMAJ GY1 120.00-R4 | 452 | 0.836 | -0.001 |  |  | 2 | 1 | FALSE |  | FALSE |  | TRUE | OTHERRES | TRUE | OTHERRES
134 | KSZU GY1 120.00-B4 | 453 | 0 | -0.001 |  |  | 1.399 | 1 | FALSE |  | FALSE |  | TRUE | BATTERYSTRG | TRUE | BATTERYSTRG
135 | KSZU GY1 120.00-N4 | 453 | 33.359 | -0.001 |  |  | 49.604 | 1 | FALSE |  | FALSE |  | TRUE | ROOFTOPPV | TRUE | ROOFTOPPV
136 | KSZU GY1 120.00-O4 | 453 | 0.754 | -0.001 |  |  | 3.81 | 1 | FALSE |  | FALSE |  | TRUE | OTHERNONRES | TRUE | OTHERNONRES
137 | KSZU GY1 120.00-P4 | 453 | 11.582 | -0.001 |  |  | 13.132 | 1 | FALSE |  | FALSE |  | TRUE | SOLARPHOTOVO | TRUE | SOLARPHOTOVO
138 | KSZU GY1 120.00-Q4 | 453 | 22.094 | -0.001 |  |  | 32.853 | 1 | FALSE |  | FALSE |  | TRUE | SOLARPHOTOVO | TRUE | SOLARPHOTOVO
139 | KSZU GY1 120.00-R4 | 453 | 1.467 | -0.001 |  |  | 3.512 | 1 | FALSE |  | FALSE |  | TRUE | OTHERRES | TRUE | OTHERRES
140 | KUNF GY1 120.00-B4 | 454 | 0 | -0.001 |  |  | 3.818 | 1 | FALSE |  | FALSE |  | TRUE | BATTERYSTRG | TRUE | BATTERYSTRG
141 | KUNF GY1 120.00-N4 | 454 | 7.816 | -0.001 |  |  | 11.622 | 1 | FALSE |  | FALSE |  | TRUE | ROOFTOPPV | TRUE | ROOFTOPPV
142 | KUNF GY1 120.00-O4 | 454 | 0.558 | -0.001 |  |  | 2.819 | 1 | FALSE |  | FALSE |  | TRUE | OTHERNONRES | TRUE | OTHERNONRES
143 | KUNF GY1 120.00-P4 | 454 | 21.692 | -0.001 |  |  | 24.594 | 1 | FALSE |  | FALSE |  | TRUE | SOLARPHOTOVO | TRUE | SOLARPHOTOVO
144 | KUNF GY1 120.00-Q4 | 454 | 9.831 | -0.001 |  |  | 14.618 | 1 | FALSE |  | FALSE |  | TRUE | SOLARPHOTOVO | TRUE | SOLARPHOTOVO
145 | KUNM GY1 120.00-B4 | 455 | 0 | -0.001 |  |  | 0.328 | 1 | FALSE |  | FALSE |  | TRUE | BATTERYSTRG | TRUE | BATTERYSTRG
146 | KUNM GY1 120.00-N4 | 455 | 7.816 | -0.001 |  |  | 11.622 | 1 | FALSE |  | FALSE |  | TRUE | ROOFTOPPV | TRUE | ROOFTOPPV
147 | KUNM GY1 120.00-Q4 | 455 | 4.236 | -0.001 |  |  | 6.299 | 1 | FALSE |  | FALSE |  | TRUE | SOLARPHOTOVO | TRUE | SOLARPHOTOVO
148 | LAJM GY1 120.00-B4 | 456 | 0 | -0.001 |  |  | 3.437 | 1 | FALSE |  | FALSE |  | TRUE | BATTERYSTRG | TRUE | BATTERYSTRG
149 | LAJM GY1 120.00-N4 | 456 | 12.89 | -0.001 |  |  | 19.167 | 1 | FALSE |  | FALSE |  | TRUE | ROOFTOPPV | TRUE | ROOFTOPPV
150 | LAJM GY1 120.00-P4 | 456 | 17.411 | -0.001 |  |  | 19.74 | 1 | FALSE |  | FALSE |  | TRUE | SOLARPHOTOVO | TRUE | SOLARPHOTOVO
151 | LAJM GY1 120.00-Q4 | 456 | 7.174 | -0.001 |  |  | 10.668 | 1 | FALSE |  | FALSE |  | TRUE | SOLARPHOTOVO | TRUE | SOLARPHOTOVO
152 | MAKO GY1 120.00-B4 | 458 | 0 | -0.001 |  |  | 0.307 | 1 | FALSE |  | FALSE |  | TRUE | BATTERYSTRG | TRUE | BATTERYSTRG
153 | MAKO GY1 120.00-N4 | 458 | 7.319 | -0.001 |  |  | 10.884 | 1 | FALSE |  | FALSE |  | TRUE | ROOFTOPPV | TRUE | ROOFTOPPV
154 | MAKO GY1 120.00-P4 | 458 | 9.505 | -0.001 |  |  | 10.777 | 1 | FALSE |  | FALSE |  | TRUE | SOLARPHOTOVO | TRUE | SOLARPHOTOVO
155 | MAKO GY1 120.00-Q4 | 458 | 3.52 | -0.001 |  |  | 5.234 | 1 | FALSE |  | FALSE |  | TRUE | SOLARPHOTOVO | TRUE | SOLARPHOTOVO
156 | MAKO GY1 120.00-R4 | 458 | 0.208 | -0.001 |  |  | 0.499 | 1 | FALSE |  | FALSE |  | TRUE | OTHERRES | TRUE | OTHERRES
157 | MDGY GY1 120.00-B4 | 459 | 0 | -0.001 |  |  | 5.238 | 1 | FALSE |  | FALSE |  | TRUE | BATTERYSTRG | TRUE | BATTERYSTRG
158 | MDGY GY1 120.00-N4 | 459 | 6.401 | -0.001 |  |  | 9.519 | 1 | FALSE |  | FALSE |  | TRUE | ROOFTOPPV | TRUE | ROOFTOPPV
159 | MDGY GY1 120.00-P4 | 459 | 8.744 | -0.001 |  |  | 9.914 | 1 | FALSE |  | FALSE |  | TRUE | SOLARPHOTOVO | TRUE | SOLARPHOTOVO
160 | MDGY GY1 120.00-Q4 | 459 | 8.654 | -0.001 |  |  | 12.869 | 1 | FALSE |  | FALSE |  | TRUE | SOLARPHOTOVO | TRUE | SOLARPHOTOVO
161 | MEHE GY1 120.00-B4 | 460 | 0 | -0.001 |  |  | 1.279 | 1 | FALSE |  | FALSE |  | TRUE | BATTERYSTRG | TRUE | BATTERYSTRG
162 | MEHE GY1 120.00-N4 | 460 | 6.898 | -0.001 |  |  | 10.257 | 1 | FALSE |  | FALSE |  | TRUE | ROOFTOPPV | TRUE | ROOFTOPPV
163 | MEHE GY1 120.00-P4 | 460 | 11.636 | -0.001 |  |  | 13.193 | 1 | FALSE |  | FALSE |  | TRUE | SOLARPHOTOVO | TRUE | SOLARPHOTOVO
164 | MEHE GY1 120.00-Q4 | 460 | 3.651 | -0.001 |  |  | 5.43 | 1 | FALSE |  | FALSE |  | TRUE | SOLARPHOTOVO | TRUE | SOLARPHOTOVO
165 | MEHE GY1 120.00-R4 | 460 | 6.267 | -0.001 |  |  | 15 | 1 | FALSE |  | FALSE |  | TRUE | OTHERRES | TRUE | OTHERRES
166 | MHAL GY1 120.00-B4 | 461 | 0 | -0.001 |  |  | 0.579 | 1 | FALSE |  | FALSE |  | TRUE | BATTERYSTRG | TRUE | BATTERYSTRG
167 | MHAL GY1 120.00-N4 | 461 | 13.808 | -0.001 |  |  | 20.532 | 1 | FALSE |  | FALSE |  | TRUE | ROOFTOPPV | TRUE | ROOFTOPPV
168 | MHAL GY1 120.00-P4 | 461 | 11.07 | -0.001 |  |  | 12.551 | 1 | FALSE |  | FALSE |  | TRUE | SOLARPHOTOVO | TRUE | SOLARPHOTOVO
169 | MHAL GY1 120.00-Q4 | 461 | 1.531 | -0.001 |  |  | 2.276 | 1 | FALSE |  | FALSE |  | TRUE | SOLARPHOTOVO | TRUE | SOLARPHOTOVO
170 | MONO GY1 120.00-B4 | 462 | 0 | -0.001 |  |  | 2.502 | 1 | FALSE |  | FALSE |  | TRUE | BATTERYSTRG | TRUE | BATTERYSTRG
171 | MONO GY1 120.00-N4 | 462 | 12.207 | -0.001 |  |  | 18.152 | 1 | FALSE |  | FALSE |  | TRUE | ROOFTOPPV | TRUE | ROOFTOPPV
172 | MONO GY1 120.00-P4 | 462 | 25.465 | -0.001 |  |  | 28.872 | 1 | FALSE |  | FALSE |  | TRUE | SOLARPHOTOVO | TRUE | SOLARPHOTOVO
173 | MONO GY1 120.00-Q4 | 462 | 6.836 | -0.001 |  |  | 10.164 | 1 | FALSE |  | FALSE |  | TRUE | SOLARPHOTOVO | TRUE | SOLARPHOTOVO
174 | NKOR GY1 120.00-B4 | 463 | 0 | -0.001 |  |  | 5.246 | 1 | FALSE |  | FALSE |  | TRUE | BATTERYSTRG | TRUE | BATTERYSTRG
175 | NKOR GY1 120.00-N4 | 463 | 13.026 | -0.001 |  |  | 19.37 | 1 | FALSE |  | FALSE |  | TRUE | ROOFTOPPV | TRUE | ROOFTOPPV
176 | NKOR GY1 120.00-O4 | 463 | 0.128 | -0.001 |  |  | 0.646 | 1 | FALSE |  | FALSE |  | TRUE | OTHERNONRES | TRUE | OTHERNONRES
177 | NKOR GY1 120.00-P4 | 463 | 14.976 | -0.001 |  |  | 16.98 | 1 | FALSE |  | FALSE |  | TRUE | SOLARPHOTOVO | TRUE | SOLARPHOTOVO
178 | NKOR GY1 120.00-Q4 | 463 | 8.19 | -0.001 |  |  | 12.178 | 1 | FALSE |  | FALSE |  | TRUE | SOLARPHOTOVO | TRUE | SOLARPHOTOVO
179 | NKOR GY1 120.00-R4 | 463 | 0.973 | -0.001 |  |  | 2.33 | 1 | FALSE |  | FALSE |  | TRUE | OTHERRES | TRUE | OTHERRES
180 | OROS GY1 120.00-B4 | 464 | 0 | -0.001 |  |  | 0.586 | 1 | FALSE |  | FALSE |  | TRUE | BATTERYSTRG | TRUE | BATTERYSTRG
181 | OROS GY1 120.00-N4 | 464 | 13.969 | -0.001 |  |  | 20.772 | 1 | FALSE |  | FALSE |  | TRUE | ROOFTOPPV | TRUE | ROOFTOPPV
182 | OROS GY1 120.00-P4 | 464 | 29.753 | -0.001 |  |  | 33.733 | 1 | FALSE |  | FALSE |  | TRUE | SOLARPHOTOVO | TRUE | SOLARPHOTOVO
183 | OROS GY1 120.00-Q4 | 464 | 3.923 | -0.001 |  |  | 5.833 | 1 | FALSE |  | FALSE |  | TRUE | SOLARPHOTOVO | TRUE | SOLARPHOTOVO
184 | OROS GY1 120.00-R4 | 464 | 0.063 | -0.001 |  |  | 0.15 | 1 | FALSE |  | FALSE |  | TRUE | OTHERRES | TRUE | OTHERRES
185 | ORUV GY1 120.00-Q4 | 465 | 2.824 | -0.001 |  |  | 4.199 | 1 | FALSE |  | FALSE |  | TRUE | SOLARPHOTOVO | TRUE | SOLARPHOTOVO
186 | SOLT GY2 120.00-B4 | 467 | 0 | -0.001 |  |  | 0.267 | 1 | FALSE |  | FALSE |  | TRUE | BATTERYSTRG | TRUE | BATTERYSTRG
187 | SOLT GY2 120.00-N4 | 467 | 6.364 | -0.001 |  |  | 9.463 | 1 | FALSE |  | FALSE |  | TRUE | ROOFTOPPV | TRUE | ROOFTOPPV
188 | SOLT GY2 120.00-P4 | 467 | 7.144 | -0.001 |  |  | 8.1 | 1 | FALSE |  | FALSE |  | TRUE | SOLARPHOTOVO | TRUE | SOLARPHOTOVO
189 | SOLT GY2 120.00-Q4 | 467 | 4.626 | -0.001 |  |  | 6.879 | 1 | FALSE |  | FALSE |  | TRUE | SOLARPHOTOVO | TRUE | SOLARPHOTOVO
190 | SOLT GY2 120.00-R4 | 467 | 0.532 | -0.001 |  |  | 1.274 | 1 | FALSE |  | FALSE |  | TRUE | OTHERRES | TRUE | OTHERRES
191 | SZAL GY1 120.00-B4 | 468 | 0 | -0.001 |  |  | 0.486 | 1 | FALSE |  | FALSE |  | TRUE | BATTERYSTRG | TRUE | BATTERYSTRG
192 | SZAL GY1 120.00-N4 | 468 | 11.587 | -0.001 |  |  | 17.23 | 1 | FALSE |  | FALSE |  | TRUE | ROOFTOPPV | TRUE | ROOFTOPPV
193 | SZAL GY1 120.00-P4 | 468 | 28.578 | -0.001 |  |  | 32.402 | 1 | FALSE |  | FALSE |  | TRUE | SOLARPHOTOVO | TRUE | SOLARPHOTOVO
194 | SZAL GY1 120.00-Q4 | 468 | 3.588 | -0.001 |  |  | 5.335 | 1 | FALSE |  | FALSE |  | TRUE | SOLARPHOTOVO | TRUE | SOLARPHOTOVO
195 | SZAL GY1 120.00-R4 | 468 | 0.22 | -0.001 |  |  | 0.526 | 1 | FALSE |  | FALSE |  | TRUE | OTHERRES | TRUE | OTHERRES
196 | SZEE 2 120.00-B4 | 470 | 0 | -0.001 |  |  | 0.623 | 1 | FALSE |  | FALSE |  | TRUE | BATTERYSTRG | TRUE | BATTERYSTRG
197 | SZEE 2 120.00-N4 | 470 | 14.85 | -0.001 |  |  | 22.081 | 1 | FALSE |  | FALSE |  | TRUE | ROOFTOPPV | TRUE | ROOFTOPPV
198 | SZEE 2 120.00-O4 | 470 | 1.858 | -0.001 |  |  | 9.394 | 1 | FALSE |  | FALSE |  | TRUE | OTHERNONRES | TRUE | OTHERNONRES
199 | SZEE 2 120.00-P4 | 470 | 0.132 | -0.001 |  |  | 0.15 | 1 | FALSE |  | FALSE |  | TRUE | SOLARPHOTOVO | TRUE | SOLARPHOTOVO
200 | SZEE 2 120.00-Q4 | 470 | 3.887 | -0.001 |  |  | 5.78 | 1 | FALSE |  | FALSE |  | TRUE | SOLARPHOTOVO | TRUE | SOLARPHOTOVO
201 | SZEGF3FO 120.00-B4 | 473 | 0 | -0.001 |  |  | 1.56 | 1 | FALSE |  | FALSE |  | TRUE | BATTERYSTRG | TRUE | BATTERYSTRG
202 | SZEGF3FO 120.00-N4 | 473 | 35.158 | -0.001 |  |  | 52.279 | 1 | FALSE |  | FALSE |  | TRUE | ROOFTOPPV | TRUE | ROOFTOPPV
203 | SZEGF3FO 120.00-O4 | 473 | 1.048 | -0.001 |  |  | 5.3 | 1 | FALSE |  | FALSE |  | TRUE | OTHERNONRES | TRUE | OTHERNONRES
204 | SZEGF3FO 120.00-P4 | 473 | 8.457 | -0.001 |  |  | 9.589 | 1 | FALSE |  | FALSE |  | TRUE | SOLARPHOTOVO | TRUE | SOLARPHOTOVO
205 | SZEGF3FO 120.00-Q4 | 473 | 17.518 | -0.001 |  |  | 26.048 | 1 | FALSE |  | FALSE |  | TRUE | SOLARPHOTOVO | TRUE | SOLARPHOTOVO
206 | SZEGF3FO 120.00-R4 | 473 | 1.098 | -0.001 |  |  | 2.627 | 1 | FALSE |  | FALSE |  | TRUE | OTHERRES | TRUE | OTHERRES
207 | SZEN GY1 120.00-B4 | 474 | 0 | -0.001 |  |  | 1.199 | 1 | FALSE |  | FALSE |  | TRUE | BATTERYSTRG | TRUE | BATTERYSTRG
208 | SZEN GY1 120.00-N4 | 474 | 17.145 | -0.001 |  |  | 25.494 | 1 | FALSE |  | FALSE |  | TRUE | ROOFTOPPV | TRUE | ROOFTOPPV
209 | SZEN GY1 120.00-P4 | 474 | 18.791 | -0.001 |  |  | 21.305 | 1 | FALSE |  | FALSE |  | TRUE | SOLARPHOTOVO | TRUE | SOLARPHOTOVO
210 | SZEN GY1 120.00-Q4 | 474 | 21.58 | -0.001 |  |  | 32.089 | 1 | FALSE |  | FALSE |  | TRUE | SOLARPHOTOVO | TRUE | SOLARPHOTOVO
211 | ZSAN GY1 120.00-P4 | 476 | 0.863 | -0.001 |  |  | 0.979 | 1 | FALSE |  | FALSE |  | TRUE | SOLARPHOTOVO | TRUE | SOLARPHOTOVO
212 | ZSAN GY1 120.00-Q4 | 476 | 5.648 | -0.001 |  |  | 8.399 | 1 | FALSE |  | FALSE |  | TRUE | SOLARPHOTOVO | TRUE | SOLARPHOTOVO
213 | KECA GY1 120.00-Q4 | 477 | 7.557 | -0.001 |  |  | 11.237 | 1 | FALSE |  | FALSE |  | TRUE | SOLARPHOTOVO | TRUE | SOLARPHOTOVO
214 | SVAD GY1 120.00-B4 | 478 | 0 | -0.001 |  |  | 0.268 | 1 | FALSE |  | FALSE |  | TRUE | BATTERYSTRG | TRUE | BATTERYSTRG
215 | SVAD GY1 120.00-N4 | 478 | 7.443 | -0.001 |  |  | 11.068 | 1 | FALSE |  | FALSE |  | TRUE | ROOFTOPPV | TRUE | ROOFTOPPV
216 | SVAD GY1 120.00-Q4 | 478 | 1.412 | -0.001 |  |  | 2.1 | 1 | FALSE |  | FALSE |  | TRUE | SOLARPHOTOVO | TRUE | SOLARPHOTOVO
217 | TAZL GY1 120.00-P4 | 479 | 41.079 | -0.001 |  |  | 46.575 | 1 | FALSE |  | FALSE |  | TRUE | SOLARPHOTOVO | TRUE | SOLARPHOTOVO
218 | BSZG GY1 120.00-P4 | 480 | 43.924 | -0.001 |  |  | 49.8 | 1 | FALSE |  | FALSE |  | TRUE | SOLARPHOTOVO | TRUE | SOLARPHOTOVO
219 | MBER GY1 120.00-P4 | 481 | 88.147 | -0.001 |  |  | 99.94 | 1 | FALSE |  | FALSE |  | TRUE | SOLARPHOTOVO | TRUE | SOLARPHOTOVO
223 | KELF P3 15.750-3 | 539 | 5 | 0 |  |  | 60 | 1 | FALSE |  | FALSE |  | TRUE | GASCCGTNEW | TRUE | GASCCGTNEW
227 | BAKONAKU 120.00-B | 630 | 0 | 0 |  |  | 57 | 1 | FALSE |  | FALSE |  | TRUE | BATTERYSTRG | TRUE | BATTERYSTRG
231 | BAKA PV 120.00-P1 | 942 | 44.0559 | -6.9786 |  |  | 49.95 | 1 | FALSE |  | FALSE |  | TRUE | SOLARPHOTOVO | TRUE | SOLARPHOTOVO
232 | NYRD1 PV 120.00-P1 | 946 | 176.4 | 20.5579 |  |  | 200 | 1 | FALSE |  | FALSE |  | TRUE | SOLARPHOTOVO | TRUE | SOLARPHOTOVO
233 | NYRD2 PV 120.00-P2 | 947 | 43.9236 | 5.1235 |  |  | 49.8 | 1 | FALSE |  | FALSE |  | TRUE | SOLARPHOTOVO | TRUE | SOLARPHOTOVO
234 | NYRD2 PV 120.00-P3 | 947 | 43.9236 | 5.1235 |  |  | 49.8 | 1 | FALSE |  | FALSE |  | TRUE | SOLARPHOTOVO | TRUE | SOLARPHOTOVO
235 | NYRD2 PV 120.00-P4 | 947 | 43.9236 | 5.1235 |  |  | 49.8 | 1 | FALSE |  | FALSE |  | TRUE | SOLARPHOTOVO | TRUE | SOLARPHOTOVO
236 | NYRD2 PV 120.00-P5 | 947 | 43.9236 | 5.1235 |  |  | 49.8 | 1 | FALSE |  | FALSE |  | TRUE | SOLARPHOTOVO | TRUE | SOLARPHOTOVO
237 | BALO PV 120.00-P3 | 949 | 44.0912 | -3.99 |  |  | 49.99 | 1 | FALSE |  | FALSE |  | TRUE | SOLARPHOTOVO | TRUE | SOLARPHOTOVO
238 | BALO PV 120.00-P4 | 949 | 44.0912 | -3.99 |  |  | 49.99 | 1 | FALSE |  | FALSE |  | TRUE | SOLARPHOTOVO | TRUE | SOLARPHOTOVO
239 | BALO PV 120.00-P5 | 949 | 44.0912 | -3.99 |  |  | 49.99 | 1 | FALSE |  | FALSE |  | TRUE | SOLARPHOTOVO | TRUE | SOLARPHOTOVO
240 | CECE PV1 120.00-P1 | 951 | 44.0118 | -8.6968 |  |  | 49.9 | 1 | FALSE |  | FALSE |  | TRUE | SOLARPHOTOVO | TRUE | SOLARPHOTOVO
241 | CECE PV2 120.00-P2 | 952 | 39.69 | -8.6968 |  |  | 45 | 1 | FALSE |  | FALSE |  | TRUE | SOLARPHOTOVO | TRUE | SOLARPHOTOVO
242 | CECE PV3 120.00-P3 | 953 | 44.0118 | -8.6968 |  |  | 49.9 | 1 | FALSE |  | FALSE |  | TRUE | SOLARPHOTOVO | TRUE | SOLARPHOTOVO
243 | CECE PV4 120.00-P4 | 954 | 44.0118 | -8.6968 |  |  | 49.9 | 1 | FALSE |  | FALSE |  | TRUE | SOLARPHOTOVO | TRUE | SOLARPHOTOVO
244 | AJED 22A 22.000-B | 963 | 0 | 0 |  |  | 0.481 | 1 | FALSE |  | FALSE |  | TRUE | BATTERYSTRG | TRUE | BATTERYSTRG
245 | AJED 22A 22.000-N | 963 | 5.715 | 0 |  |  | 8.498 | 1 | FALSE |  | FALSE |  | TRUE | SOLARPHOTOVO | TRUE | SOLARPHOTOVO
246 | AJED 22A 22.000-P | 963 | 6.278 | 0 |  |  | 7.117 | 1 | FALSE |  | FALSE |  | TRUE | SOLARPHOTOVO | TRUE | SOLARPHOTOVO
247 | AJED 22A 22.000-QP | 963 | 3.599 | 0 |  |  | 5.352 | 1 | FALSE |  | FALSE |  | TRUE | SOLARPHOTOVO | TRUE | SOLARPHOTOVO
248 | AJED 22B 22.000-B | 964 | 0 | 0 |  |  | 0.481 | 1 | FALSE |  | FALSE |  | TRUE | BATTERYSTRG | TRUE | BATTERYSTRG
249 | AJED 22B 22.000-N | 964 | 5.715 | 0 |  |  | 8.498 | 1 | FALSE |  | FALSE |  | TRUE | SOLARPHOTOVO | TRUE | SOLARPHOTOVO
250 | AJED 22B 22.000-P | 964 | 6.278 | 0 |  |  | 7.117 | 1 | FALSE |  | FALSE |  | TRUE | SOLARPHOTOVO | TRUE | SOLARPHOTOVO
251 | AJED 22B 22.000-QP | 964 | 3.599 | 0 |  |  | 5.352 | 1 | FALSE |  | FALSE |  | TRUE | SOLARPHOTOVO | TRUE | SOLARPHOTOVO
258 | ALBF 11A 11.000-B | 972 | 0 | 0 |  |  | 0.637 | 1 | FALSE |  | FALSE |  | TRUE | BATTERYSTRG | TRUE | BATTERYSTRG
259 | ALBF 11A 11.000-G1 | 972 | 0.415 | 0.125 |  |  | 2.1 | 1 | FALSE |  | FALSE |  | TRUE | OTHERNONRES | TRUE | OTHERNONRES
260 | ALBF 11A 11.000-G2 | 972 | 0.791 | 0.237 |  |  | 4 | 1 | FALSE |  | FALSE |  | TRUE | OTHERNONRES | TRUE | OTHERNONRES
261 | ALBF 11A 11.000-N | 972 | 7.545 | 0 |  |  | 11.219 | 1 | FALSE |  | FALSE |  | TRUE | SOLARPHOTOVO | TRUE | SOLARPHOTOVO
262 | ALBF 11A 11.000-QP | 972 | 1.429 | 0 |  |  | 2.125 | 1 | FALSE |  | FALSE |  | TRUE | SOLARPHOTOVO | TRUE | SOLARPHOTOVO
263 | ALBF 11C 11.000-O | 973 | 0.027 | 0.008 |  |  | 0.138 | 1 | FALSE |  | FALSE |  | TRUE | OTHERNONRES | TRUE | OTHERNONRES
264 | ALMF 111 11.000-O | 974 | 0.598 | 0 |  |  | 3.024 | 1 | FALSE |  | FALSE |  | TRUE | OTHERNONRES | TRUE | OTHERNONRES
265 | ALMF 111 11.000-QP | 974 | 0.067 | 0 |  |  | 0.1 | 1 | FALSE |  | FALSE |  | TRUE | SOLARPHOTOVO | TRUE | SOLARPHOTOVO
266 | ANGY 11A 11.000-B | 976 | 0 | 0 |  |  | 0.143 | 1 | FALSE |  | FALSE |  | TRUE | BATTERYSTRG | TRUE | BATTERYSTRG
267 | ANGY 11A 11.000-N | 976 | 1.689 | 0 |  |  | 2.511 | 1 | FALSE |  | FALSE |  | TRUE | SOLARPHOTOVO | TRUE | SOLARPHOTOVO
268 | ANGY 11A 11.000-O | 976 | 0.527 | 0.158 |  |  | 2.666 | 1 | FALSE |  | FALSE |  | TRUE | OTHERNONRES | TRUE | OTHERNONRES
269 | ANGY 11A 11.000-P | 976 | 0.047 | 0 |  |  | 0.053 | 1 | FALSE |  | FALSE |  | TRUE | SOLARPHOTOVO | TRUE | SOLARPHOTOVO
270 | ANGY 11A 11.000-QP | 976 | 0.697 | 0 |  |  | 1.037 | 1 | FALSE |  | FALSE |  | TRUE | SOLARPHOTOVO | TRUE | SOLARPHOTOVO
271 | ANGY 11C 11.000-B | 978 | 0 | 0 |  |  | 0.262 | 1 | FALSE |  | FALSE |  | TRUE | BATTERYSTRG | TRUE | BATTERYSTRG
272 | ANGY 11C 11.000-N | 978 | 3.106 | 0 |  |  | 4.618 | 1 | FALSE |  | FALSE |  | TRUE | SOLARPHOTOVO | TRUE | SOLARPHOTOVO
273 | ANGY 11C 11.000-P | 978 | 0.086 | 0 |  |  | 0.097 | 1 | FALSE |  | FALSE |  | TRUE | SOLARPHOTOVO | TRUE | SOLARPHOTOVO
274 | ANGY 11C 11.000-QP | 978 | 1.282 | 0 |  |  | 1.906 | 1 | FALSE |  | FALSE |  | TRUE | SOLARPHOTOVO | TRUE | SOLARPHOTOVO
275 | ASZF 22A 22.000-B | 979 | 0 | 0 |  |  | 0.65 | 1 | FALSE |  | FALSE |  | TRUE | BATTERYSTRG | TRUE | BATTERYSTRG
276 | ASZF 22A 22.000-BT | 979 | 0 | 0 |  |  | 1.289 | 1 | FALSE |  | FALSE |  | TRUE | BATTERYSTRG | TRUE | BATTERYSTRG
277 | ASZF 22A 22.000-N | 979 | 7.724 | 0 |  |  | 11.486 | 1 | FALSE |  | FALSE |  | TRUE | SOLARPHOTOVO | TRUE | SOLARPHOTOVO
278 | ASZF 22A 22.000-O | 979 | 0.065 | 0 |  |  | 0.329 | 1 | FALSE |  | FALSE |  | TRUE | OTHERNONRES | TRUE | OTHERNONRES
279 | ASZF 22A 22.000-P | 979 | 1.761 | 0 |  |  | 1.996 | 1 | FALSE |  | FALSE |  | TRUE | SOLARPHOTOVO | TRUE | SOLARPHOTOVO
280 | ASZF 22A 22.000-QP | 979 | 1.01 | 0 |  |  | 1.502 | 1 | FALSE |  | FALSE |  | TRUE | SOLARPHOTOVO | TRUE | SOLARPHOTOVO
281 | ASZF 22B 22.000-B | 980 | 0 | 0 |  |  | 0.65 | 1 | FALSE |  | FALSE |  | TRUE | BATTERYSTRG | TRUE | BATTERYSTRG
282 | ASZF 22B 22.000-BT | 980 | 0 | 0 |  |  | 0.711 | 1 | FALSE |  | FALSE |  | TRUE | BATTERYSTRG | TRUE | BATTERYSTRG
283 | ASZF 22B 22.000-N | 980 | 7.724 | 0 |  |  | 11.486 | 1 | FALSE |  | FALSE |  | TRUE | SOLARPHOTOVO | TRUE | SOLARPHOTOVO
284 | ASZF 22B 22.000-O | 980 | 0.036 | 0 |  |  | 0.181 | 1 | FALSE |  | FALSE |  | TRUE | OTHERNONRES | TRUE | OTHERNONRES
285 | ASZF 22B 22.000-P | 980 | 1.761 | 0 |  |  | 1.996 | 1 | FALSE |  | FALSE |  | TRUE | SOLARPHOTOVO | TRUE | SOLARPHOTOVO
286 | ASZF 22B 22.000-QP | 980 | 1.01 | 0 |  |  | 1.502 | 1 | FALSE |  | FALSE |  | TRUE | SOLARPHOTOVO | TRUE | SOLARPHOTOVO
287 | BABR 352 35.000-P | 983 | 17.596 | 0 |  |  | 19.95 | 1 | FALSE |  | FALSE |  | TRUE | SOLARPHOTOVO | TRUE | SOLARPHOTOVO
288 | BAKT 221 22.000-B | 984 | 0 | 0 |  |  | 0.925 | 1 | FALSE |  | FALSE |  | TRUE | BATTERYSTRG | TRUE | BATTERYSTRG
289 | BAKT 221 22.000-N | 984 | 6.78 | 0 |  |  | 10.082 | 1 | FALSE |  | FALSE |  | TRUE | SOLARPHOTOVO | TRUE | SOLARPHOTOVO
290 | BAKT 221 22.000-P | 984 | 19.134 | 0 |  |  | 21.694 | 1 | FALSE |  | FALSE |  | TRUE | SOLARPHOTOVO | TRUE | SOLARPHOTOVO
291 | BAKT 221 22.000-Q | 984 | 8.5752 | 0 |  |  | 12.7526 | 1 | FALSE |  | FALSE |  | TRUE | SOLARPHOTOVO | TRUE | SOLARPHOTOVO
292 | BANH 221 22.000-B | 986 | 0 | 0 |  |  | 0.294 | 1 | FALSE |  | FALSE |  | TRUE | BATTERYSTRG | TRUE | BATTERYSTRG
293 | BANH 221 22.000-N | 986 | 3.499 | 0 |  |  | 5.204 | 1 | FALSE |  | FALSE |  | TRUE | SOLARPHOTOVO | TRUE | SOLARPHOTOVO
294 | BANH 221 22.000-P | 986 | 2.338 | 0 |  |  | 2.651 | 1 | FALSE |  | FALSE |  | TRUE | SOLARPHOTOVO | TRUE | SOLARPHOTOVO
295 | BANH 221 22.000-QP | 986 | 1.613 | 0 |  |  | 2.399 | 1 | FALSE |  | FALSE |  | TRUE | SOLARPHOTOVO | TRUE | SOLARPHOTOVO
296 | BANH 222 22.000-B | 987 | 0 | 0 |  |  | 0.294 | 1 | FALSE |  | FALSE |  | TRUE | BATTERYSTRG | TRUE | BATTERYSTRG
297 | BANH 222 22.000-N | 987 | 3.499 | 0 |  |  | 5.204 | 1 | FALSE |  | FALSE |  | TRUE | SOLARPHOTOVO | TRUE | SOLARPHOTOVO
298 | BANH 222 22.000-P | 987 | 2.338 | 0 |  |  | 2.651 | 1 | FALSE |  | FALSE |  | TRUE | SOLARPHOTOVO | TRUE | SOLARPHOTOVO
299 | BANH 222 22.000-QP | 987 | 1.613 | 0 |  |  | 2.399 | 1 | FALSE |  | FALSE |  | TRUE | SOLARPHOTOVO | TRUE | SOLARPHOTOVO
300 | BANH 222 22.000-R | 987 | 0.2 | 0 |  |  | 0.479 | 1 | FALSE |  | FALSE |  | TRUE | OTHERRES | TRUE | OTHERRES
301 | BANH 223 22.000-B | 988 | 0 | 0 |  |  | 0.294 | 1 | FALSE |  | FALSE |  | TRUE | BATTERYSTRG | TRUE | BATTERYSTRG
302 | BANH 223 22.000-N | 988 | 3.499 | 0 |  |  | 5.204 | 1 | FALSE |  | FALSE |  | TRUE | SOLARPHOTOVO | TRUE | SOLARPHOTOVO
303 | BANH 223 22.000-O | 988 | 0.21 | 0 |  |  | 1.064 | 1 | FALSE |  | FALSE |  | TRUE | OTHERNONRES | TRUE | OTHERNONRES
304 | BANH 223 22.000-P | 988 | 2.338 | 0 |  |  | 2.651 | 1 | FALSE |  | FALSE |  | TRUE | SOLARPHOTOVO | TRUE | SOLARPHOTOVO
305 | BANH 223 22.000-QP | 988 | 1.613 | 0 |  |  | 2.399 | 1 | FALSE |  | FALSE |  | TRUE | SOLARPHOTOVO | TRUE | SOLARPHOTOVO
306 | BANH 223 22.000-R | 988 | 0.234 | 0 |  |  | 0.56 | 1 | FALSE |  | FALSE |  | TRUE | OTHERRES | TRUE | OTHERRES
307 | BARA 221 22.000-B | 989 | 0 | 0 |  |  | 0.785 | 1 | FALSE |  | FALSE |  | TRUE | BATTERYSTRG | TRUE | BATTERYSTRG
308 | BARA 221 22.000-N | 989 | 9.333 | 0 |  |  | 13.879 | 1 | FALSE |  | FALSE |  | TRUE | SOLARPHOTOVO | TRUE | SOLARPHOTOVO
309 | BARA 221 22.000-P | 989 | 1.529 | 0 |  |  | 1.734 | 1 | FALSE |  | FALSE |  | TRUE | SOLARPHOTOVO | TRUE | SOLARPHOTOVO
310 | BARA 221 22.000-QP | 989 | 0.99 | 0 |  |  | 1.472 | 1 | FALSE |  | FALSE |  | TRUE | SOLARPHOTOVO | TRUE | SOLARPHOTOVO
311 | BARA 222 22.000-B | 990 | 0 | 0 |  |  | 0.785 | 1 | FALSE |  | FALSE |  | TRUE | BATTERYSTRG | TRUE | BATTERYSTRG
312 | BARA 222 22.000-N | 990 | 9.333 | 0 |  |  | 13.879 | 1 | FALSE |  | FALSE |  | TRUE | SOLARPHOTOVO | TRUE | SOLARPHOTOVO
313 | BARA 222 22.000-P | 990 | 1.529 | 0 |  |  | 1.734 | 1 | FALSE |  | FALSE |  | TRUE | SOLARPHOTOVO | TRUE | SOLARPHOTOVO
314 | BARA 222 22.000-QP | 990 | 0.99 | 0 |  |  | 1.472 | 1 | FALSE |  | FALSE |  | TRUE | SOLARPHOTOVO | TRUE | SOLARPHOTOVO
315 | BARCS221 22.000-B | 991 | 0 | 0 |  |  | 0.332 | 1 | FALSE |  | FALSE |  | TRUE | BATTERYSTRG | TRUE | BATTERYSTRG
316 | BARCS221 22.000-BT | 991 | 0 | 0 |  |  | 6 | 1 | FALSE |  | FALSE |  | TRUE | BATTERYSTRG | TRUE | BATTERYSTRG
317 | BARCS221 22.000-N | 991 | 3.844 | 0 |  |  | 5.717 | 1 | FALSE |  | FALSE |  | TRUE | SOLARPHOTOVO | TRUE | SOLARPHOTOVO
318 | BARCS221 22.000-O | 991 | 0.064 | 0 |  |  | 0.324 | 1 | FALSE |  | FALSE |  | TRUE | OTHERNONRES | TRUE | OTHERNONRES
319 | BARCS221 22.000-P | 991 | 34.33 | 0 |  |  | 38.922 | 1 | FALSE |  | FALSE |  | TRUE | SOLARPHOTOVO | TRUE | SOLARPHOTOVO
320 | BARCS221 22.000-QP | 991 | 1.918 | 0 |  |  | 2.852 | 1 | FALSE |  | FALSE |  | TRUE | SOLARPHOTOVO | TRUE | SOLARPHOTOVO
321 | BEKM 11A 11.000-B | 999 | 0 | 0 |  |  | 0.623 | 1 | FALSE |  | FALSE |  | TRUE | BATTERYSTRG | TRUE | BATTERYSTRG
322 | BEKM 11A 11.000-N | 999 | 7.377 | 0 |  |  | 10.97 | 1 | FALSE |  | FALSE |  | TRUE | SOLARPHOTOVO | TRUE | SOLARPHOTOVO
323 | BEKM 11A 11.000-QP | 999 | 0.785 | 0 |  |  | 1.168 | 1 | FALSE |  | FALSE |  | TRUE | SOLARPHOTOVO | TRUE | SOLARPHOTOVO
324 | BFOL 22A 22.000-B | 1005 | 0 | 0 |  |  | 0.355 | 1 | FALSE |  | FALSE |  | TRUE | BATTERYSTRG | TRUE | BATTERYSTRG
325 | BFOL 22A 22.000-N | 1005 | 4.109 | 0 |  |  | 6.111 | 1 | FALSE |  | FALSE |  | TRUE | SOLARPHOTOVO | TRUE | SOLARPHOTOVO
326 | BFOL 22A 22.000-P | 1005 | 0.851 | 0 |  |  | 0.965 | 1 | FALSE |  | FALSE |  | TRUE | SOLARPHOTOVO | TRUE | SOLARPHOTOVO
327 | BFOL 22A 22.000-QP | 1005 | 0.65 | 0 |  |  | 0.967 | 1 | FALSE |  | FALSE |  | TRUE | SOLARPHOTOVO | TRUE | SOLARPHOTOVO
328 | BFOL 22B 22.000-B | 1006 | 0 | 0 |  |  | 0.355 | 1 | FALSE |  | FALSE |  | TRUE | BATTERYSTRG | TRUE | BATTERYSTRG
329 | BFOL 22B 22.000-N | 1006 | 4.109 | 0 |  |  | 6.111 | 1 | FALSE |  | FALSE |  | TRUE | SOLARPHOTOVO | TRUE | SOLARPHOTOVO
330 | BFOL 22B 22.000-P | 1006 | 0.851 | 0 |  |  | 0.965 | 1 | FALSE |  | FALSE |  | TRUE | SOLARPHOTOVO | TRUE | SOLARPHOTOVO
331 | BFOL 22B 22.000-QP | 1006 | 0.65 | 0 |  |  | 0.967 | 1 | FALSE |  | FALSE |  | TRUE | SOLARPHOTOVO | TRUE | SOLARPHOTOVO
332 | BGYA 221 22.000-B | 1009 | 0 | 0 |  |  | 0.494 | 1 | FALSE |  | FALSE |  | TRUE | BATTERYSTRG | TRUE | BATTERYSTRG
333 | BGYA 221 22.000-N | 1009 | 4.677 | 0 |  |  | 6.954 | 1 | FALSE |  | FALSE |  | TRUE | SOLARPHOTOVO | TRUE | SOLARPHOTOVO
334 | BGYA 221 22.000-P | 1009 | 23.329 | 0 |  |  | 26.45 | 1 | FALSE |  | FALSE |  | TRUE | SOLARPHOTOVO | TRUE | SOLARPHOTOVO
335 | BGYA 221 22.000-QP | 1009 | 5.22 | 0 |  |  | 7.763 | 1 | FALSE |  | FALSE |  | TRUE | SOLARPHOTOVO | TRUE | SOLARPHOTOVO
336 | BIAT 221 22.000-B | 1011 | 0 | 0 |  |  | 1.538 | 1 | FALSE |  | FALSE |  | TRUE | BATTERYSTRG | TRUE | BATTERYSTRG
337 | BIAT 221 22.000-N | 1011 | 18.22 | 0 |  |  | 27.093 | 1 | FALSE |  | FALSE |  | TRUE | SOLARPHOTOVO | TRUE | SOLARPHOTOVO
338 | BIAT 221 22.000-P | 1011 | 3.32 | 0 |  |  | 3.765 | 1 | FALSE |  | FALSE |  | TRUE | SOLARPHOTOVO | TRUE | SOLARPHOTOVO
339 | BIAT 221 22.000-QP | 1011 | 4.156 | 0 |  |  | 6.18 | 1 | FALSE |  | FALSE |  | TRUE | SOLARPHOTOVO | TRUE | SOLARPHOTOVO
340 | BIAT 221 22.000-R | 1011 | 0.46 | 0.138 |  |  | 1.1 | 1 | FALSE |  | FALSE |  | TRUE | OTHERRES | TRUE | OTHERRES
341 | BICS 221 22.000-B | 1015 | 0 | 0 |  |  | 0.387 | 1 | FALSE |  | FALSE |  | TRUE | BATTERYSTRG | TRUE | BATTERYSTRG
342 | BICS 221 22.000-N | 1015 | 4.599 | 0 |  |  | 6.839 | 1 | FALSE |  | FALSE |  | TRUE | SOLARPHOTOVO | TRUE | SOLARPHOTOVO
343 | BICS 221 22.000-P | 1015 | 10.277 | 0 |  |  | 11.651 | 1 | FALSE |  | FALSE |  | TRUE | SOLARPHOTOVO | TRUE | SOLARPHOTOVO
344 | BICS 221 22.000-QP | 1015 | 0.687 | 0 |  |  | 1.021 | 1 | FALSE |  | FALSE |  | TRUE | SOLARPHOTOVO | TRUE | SOLARPHOTOVO
345 | BICS 221 22.000-R | 1015 | 0.385 | 0 |  |  | 0.921 | 1 | FALSE |  | FALSE |  | TRUE | OTHERRES | TRUE | OTHERRES
346 | BICS 222 22.000-B | 1016 | 0 | 0 |  |  | 0.387 | 1 | FALSE |  | FALSE |  | TRUE | BATTERYSTRG | TRUE | BATTERYSTRG
347 | BICS 222 22.000-N | 1016 | 4.599 | 0 |  |  | 6.839 | 1 | FALSE |  | FALSE |  | TRUE | SOLARPHOTOVO | TRUE | SOLARPHOTOVO
348 | BICS 222 22.000-P | 1016 | 10.277 | 0 |  |  | 11.651 | 1 | FALSE |  | FALSE |  | TRUE | SOLARPHOTOVO | TRUE | SOLARPHOTOVO
349 | BICS 222 22.000-QP | 1016 | 0.687 | 0 |  |  | 1.021 | 1 | FALSE |  | FALSE |  | TRUE | SOLARPHOTOVO | TRUE | SOLARPHOTOVO
350 | BICS 222 22.000-R | 1016 | 0.021 | 0 |  |  | 0.05 | 1 | FALSE |  | FALSE |  | TRUE | OTHERRES | TRUE | OTHERRES
351 | BICS 223 22.000-B | 1017 | 0 | 0 |  |  | 0.387 | 1 | FALSE |  | FALSE |  | TRUE | BATTERYSTRG | TRUE | BATTERYSTRG
352 | BICS 223 22.000-N | 1017 | 4.599 | 0 |  |  | 6.839 | 1 | FALSE |  | FALSE |  | TRUE | SOLARPHOTOVO | TRUE | SOLARPHOTOVO
353 | BICS 223 22.000-P | 1017 | 10.277 | 0 |  |  | 11.651 | 1 | FALSE |  | FALSE |  | TRUE | SOLARPHOTOVO | TRUE | SOLARPHOTOVO
354 | BICS 223 22.000-QP | 1017 | 0.687 | 0 |  |  | 1.021 | 1 | FALSE |  | FALSE |  | TRUE | SOLARPHOTOVO | TRUE | SOLARPHOTOVO
355 | BICS 223 22.000-R | 1017 | 0.057 | 0 |  |  | 0.137 | 1 | FALSE |  | FALSE |  | TRUE | OTHERRES | TRUE | OTHERRES
356 | BNAD 221 22.000-B | 1018 | 0 | 0 |  |  | 0.385 | 1 | FALSE |  | FALSE |  | TRUE | BATTERYSTRG | TRUE | BATTERYSTRG
357 | BNAD 221 22.000-N | 1018 | 3.639 | 0 |  |  | 5.411 | 1 | FALSE |  | FALSE |  | TRUE | SOLARPHOTOVO | TRUE | SOLARPHOTOVO
358 | BNAD 221 22.000-P | 1018 | 4.229 | 0 |  |  | 4.795 | 1 | FALSE |  | FALSE |  | TRUE | SOLARPHOTOVO | TRUE | SOLARPHOTOVO
359 | BNAD 221 22.000-P5 | 1018 | 0 | 0 |  |  | 0.998 | 1 | FALSE |  | FALSE |  | TRUE | SOLARPHOTOVO | TRUE | SOLARPHOTOVO
360 | BNAD 221 22.000-QP | 1018 | 0.632 | 0 |  |  | 0.939 | 1 | FALSE |  | FALSE |  | TRUE | SOLARPHOTOVO | TRUE | SOLARPHOTOVO
361 | BOGL 221 22.000-B | 1020 | 0 | 0 |  |  | 0.415 | 1 | FALSE |  | FALSE |  | TRUE | BATTERYSTRG | TRUE | BATTERYSTRG
362 | BOGL 221 22.000-N | 1020 | 4.811 | 0 |  |  | 7.154 | 1 | FALSE |  | FALSE |  | TRUE | SOLARPHOTOVO | TRUE | SOLARPHOTOVO
363 | BOGL 221 22.000-P | 1020 | 2.859 | 0 |  |  | 3.241 | 1 | FALSE |  | FALSE |  | TRUE | SOLARPHOTOVO | TRUE | SOLARPHOTOVO
364 | BOGL 221 22.000-QP | 1020 | 1.263 | 0 |  |  | 1.879 | 1 | FALSE |  | FALSE |  | TRUE | SOLARPHOTOVO | TRUE | SOLARPHOTOVO
365 | BOGL 222 22.000-B | 1021 | 0 | 0 |  |  | 0.415 | 1 | FALSE |  | FALSE |  | TRUE | BATTERYSTRG | TRUE | BATTERYSTRG
366 | BOGL 222 22.000-N | 1021 | 4.811 | 0 |  |  | 7.154 | 1 | FALSE |  | FALSE |  | TRUE | SOLARPHOTOVO | TRUE | SOLARPHOTOVO
367 | BOGL 222 22.000-P | 1021 | 2.859 | 0 |  |  | 3.241 | 1 | FALSE |  | FALSE |  | TRUE | SOLARPHOTOVO | TRUE | SOLARPHOTOVO
368 | BOGL 222 22.000-QP | 1021 | 1.263 | 0 |  |  | 1.879 | 1 | FALSE |  | FALSE |  | TRUE | SOLARPHOTOVO | TRUE | SOLARPHOTOVO
369 | BONY 221 22.000-B | 1022 | 0 | 0 |  |  | 1.027 | 1 | FALSE |  | FALSE |  | TRUE | BATTERYSTRG | TRUE | BATTERYSTRG
370 | BONY 221 22.000-N | 1022 | 11.906 | 0 |  |  | 17.705 | 1 | FALSE |  | FALSE |  | TRUE | SOLARPHOTOVO | TRUE | SOLARPHOTOVO
371 | BONY 221 22.000-O | 1022 | 0.207 | 0 |  |  | 1.048 | 1 | FALSE |  | FALSE |  | TRUE | OTHERNONRES | TRUE | OTHERNONRES
372 | BONY 221 22.000-P | 1022 | 5.439 | 0 |  |  | 6.167 | 1 | FALSE |  | FALSE |  | TRUE | SOLARPHOTOVO | TRUE | SOLARPHOTOVO
373 | BONY 221 22.000-QP | 1022 | 1.715 | 0 |  |  | 2.55 | 1 | FALSE |  | FALSE |  | TRUE | SOLARPHOTOVO | TRUE | SOLARPHOTOVO
374 | BUDO 221 22.000-B | 1025 | 0 | 0 |  |  | 0.941 | 1 | FALSE |  | FALSE |  | TRUE | BATTERYSTRG | TRUE | BATTERYSTRG
375 | BUDO 221 22.000-N | 1025 | 11.153 | 0 |  |  | 16.584 | 1 | FALSE |  | FALSE |  | TRUE | SOLARPHOTOVO | TRUE | SOLARPHOTOVO
376 | BUDO 221 22.000-O | 1025 | 0.419 | 0.126 |  |  | 2.119 | 1 | FALSE |  | FALSE |  | TRUE | OTHERNONRES | TRUE | OTHERNONRES
377 | BUDO 221 22.000-P | 1025 | 0.064 | 0 |  |  | 0.072 | 1 | FALSE |  | FALSE |  | TRUE | SOLARPHOTOVO | TRUE | SOLARPHOTOVO
378 | BUDO 221 22.000-QP | 1025 | 2.758 | 0 |  |  | 4.101 | 1 | FALSE |  | FALSE |  | TRUE | SOLARPHOTOVO | TRUE | SOLARPHOTOVO
379 | BUDO 223 22.000-B | 1027 | 0 | 0 |  |  | 0.994 | 1 | FALSE |  | FALSE |  | TRUE | BATTERYSTRG | TRUE | BATTERYSTRG
380 | BUDO 223 22.000-N | 1027 | 11.774 | 0 |  |  | 17.507 | 1 | FALSE |  | FALSE |  | TRUE | SOLARPHOTOVO | TRUE | SOLARPHOTOVO
381 | BUDO 223 22.000-P | 1027 | 0.068 | 0 |  |  | 0.076 | 1 | FALSE |  | FALSE |  | TRUE | SOLARPHOTOVO | TRUE | SOLARPHOTOVO
382 | BUDO 223 22.000-QP | 1027 | 2.912 | 0 |  |  | 4.33 | 1 | FALSE |  | FALSE |  | TRUE | SOLARPHOTOVO | TRUE | SOLARPHOTOVO
383 | BUJF 221 22.000-B | 1028 | 0 | 0 |  |  | 1.686 | 1 | FALSE |  | FALSE |  | TRUE | BATTERYSTRG | TRUE | BATTERYSTRG
384 | BUJF 221 22.000-G | 1028 | 0.174 | 0 |  |  | 1.1 | 1 | FALSE |  | FALSE |  | TRUE | GASCONVOLD1 | TRUE | GASCONVOLD1
385 | BUJF 221 22.000-N | 1028 | 12.356 | 0 |  |  | 18.374 | 1 | FALSE |  | FALSE |  | TRUE | SOLARPHOTOVO | TRUE | SOLARPHOTOVO
386 | BUJF 221 22.000-P | 1028 | 26.376 | 0 |  |  | 29.904 | 1 | FALSE |  | FALSE |  | TRUE | SOLARPHOTOVO | TRUE | SOLARPHOTOVO
387 | BUJF 221 22.000-Q | 1028 | 1.8449 | 0 |  |  | 2.7428 | 1 | FALSE |  | FALSE |  | TRUE | SOLARPHOTOVO | TRUE | SOLARPHOTOVO
388 | BUJV 221 22.000-B | 1030 | 0 | 0 |  |  | 0.73 | 1 | FALSE |  | FALSE |  | TRUE | BATTERYSTRG | TRUE | BATTERYSTRG
389 | BUJV 221 22.000-N | 1030 | 5.348 | 0 |  |  | 7.953 | 1 | FALSE |  | FALSE |  | TRUE | SOLARPHOTOVO | TRUE | SOLARPHOTOVO
390 | BUJV 221 22.000-P | 1030 | 0.935 | 0 |  |  | 1.06 | 1 | FALSE |  | FALSE |  | TRUE | SOLARPHOTOVO | TRUE | SOLARPHOTOVO
391 | BUJV 221 22.000-Q | 1030 | 2.1602 | 0 |  |  | 3.2116 | 1 | FALSE |  | FALSE |  | TRUE | SOLARPHOTOVO | TRUE | SOLARPHOTOVO
392 | BUKO 11A 11.000-O | 1031 | 0.407 | 0.122 |  |  | 2.06 | 1 | FALSE |  | FALSE |  | TRUE | OTHERNONRES | TRUE | OTHERNONRES
393 | BUKO 11B 11.000-B | 1032 | 0 | 0 |  |  | 0.255 | 1 | FALSE |  | FALSE |  | TRUE | BATTERYSTRG | TRUE | BATTERYSTRG
394 | BUKO 11B 11.000-N | 1032 | 3.021 | 0 |  |  | 4.492 | 1 | FALSE |  | FALSE |  | TRUE | SOLARPHOTOVO | TRUE | SOLARPHOTOVO
395 | BUKO 11B 11.000-P | 1032 | 0.174 | 0 |  |  | 0.198 | 1 | FALSE |  | FALSE |  | TRUE | SOLARPHOTOVO | TRUE | SOLARPHOTOVO
396 | BUKO 11B 11.000-QP | 1032 | 0.742 | 0 |  |  | 1.103 | 1 | FALSE |  | FALSE |  | TRUE | SOLARPHOTOVO | TRUE | SOLARPHOTOVO
397 | CELD 22C 22.000-B | 1045 | 0 | 0 |  |  | 0.411 | 1 | FALSE |  | FALSE |  | TRUE | BATTERYSTRG | TRUE | BATTERYSTRG
398 | CELD 22C 22.000-N | 1045 | 4.887 | 0 |  |  | 7.267 | 1 | FALSE |  | FALSE |  | TRUE | SOLARPHOTOVO | TRUE | SOLARPHOTOVO
399 | CELD 22C 22.000-O | 1045 | 0.152 | 0 |  |  | 0.77 | 1 | FALSE |  | FALSE |  | TRUE | OTHERNONRES | TRUE | OTHERNONRES
400 | CELD 22C 22.000-P | 1045 | 2.082 | 0 |  |  | 2.361 | 1 | FALSE |  | FALSE |  | TRUE | SOLARPHOTOVO | TRUE | SOLARPHOTOVO
401 | CELD 22C 22.000-QP | 1045 | 4.354 | 0 |  |  | 6.474 | 1 | FALSE |  | FALSE |  | TRUE | SOLARPHOTOVO | TRUE | SOLARPHOTOVO
402 | CELD 22C 22.000-R | 1045 | 0.261 | 0 |  |  | 0.625 | 1 | FALSE |  | FALSE |  | TRUE | OTHERRES | TRUE | OTHERRES
403 | CELD 22C 22.000-W | 1045 | 1.122 | 0 |  |  | 1.45 | 0.85 | FALSE |  | FALSE |  | TRUE | WINDONSHORE | TRUE | WINDONSHORE
404 | COCA 31 3.0000-1 | 1049 | 3.465 | 0 |  |  | 3.85 | 1 | FALSE |  | FALSE |  | TRUE | OTHERNONRES | TRUE | OTHERNONRES
405 | COCA 31 3.0000-BT | 1049 | 0 | 0 |  |  | 0.405 | 1 | FALSE |  | FALSE |  | TRUE | BATTERYSTRG | TRUE | BATTERYSTRG
406 | COCA 32 3.0000-2 | 1050 | 3.465 | 0 |  |  | 3.85 | 1 | FALSE |  | FALSE |  | TRUE | OTHERNONRES | TRUE | OTHERNONRES
408 | CSAR 11A 11.000-B | 1052 | 0 | 0 |  |  | 0.086 | 1 | FALSE |  | FALSE |  | TRUE | BATTERYSTRG | TRUE | BATTERYSTRG
409 | CSAR 11A 11.000-N | 1052 | 1.018 | 0 |  |  | 1.513 | 1 | FALSE |  | FALSE |  | TRUE | SOLARPHOTOVO | TRUE | SOLARPHOTOVO
410 | CSAR 11A 11.000-O | 1052 | 0.463 | 0.139 |  |  | 2.34 | 1 | FALSE |  | FALSE |  | TRUE | OTHERNONRES | TRUE | OTHERNONRES
411 | CSAR 11A 11.000-P | 1052 | 0.068 | 0 |  |  | 0.077 | 1 | FALSE |  | FALSE |  | TRUE | SOLARPHOTOVO | TRUE | SOLARPHOTOVO
412 | CSAR 11A 11.000-QP | 1052 | 0.454 | 0 |  |  | 0.675 | 1 | FALSE |  | FALSE |  | TRUE | SOLARPHOTOVO | TRUE | SOLARPHOTOVO
413 | CSAR 11C 11.000-B | 1054 | 0 | 0 |  |  | 0.074 | 1 | FALSE |  | FALSE |  | TRUE | BATTERYSTRG | TRUE | BATTERYSTRG
414 | CSAR 11C 11.000-G1 | 1054 | 0.297 | 0.089 |  |  | 1.5 | 1 | FALSE |  | FALSE |  | TRUE | OTHERNONRES | TRUE | OTHERNONRES
415 | CSAR 11C 11.000-N | 1054 | 0.875 | 0 |  |  | 1.302 | 1 | FALSE |  | FALSE |  | TRUE | SOLARPHOTOVO | TRUE | SOLARPHOTOVO
416 | CSAR 11C 11.000-P | 1054 | 0.058 | 0 |  |  | 0.066 | 1 | FALSE |  | FALSE |  | TRUE | SOLARPHOTOVO | TRUE | SOLARPHOTOVO
417 | CSAR 11C 11.000-QP | 1054 | 0.391 | 0 |  |  | 0.581 | 1 | FALSE |  | FALSE |  | TRUE | SOLARPHOTOVO | TRUE | SOLARPHOTOVO
418 | CSEA 11A 11.000-B | 1055 | 0 | 0 |  |  | 0.294 | 1 | FALSE |  | FALSE |  | TRUE | BATTERYSTRG | TRUE | BATTERYSTRG
419 | CSEA 11A 11.000-N | 1055 | 3.482 | 0 |  |  | 5.178 | 1 | FALSE |  | FALSE |  | TRUE | SOLARPHOTOVO | TRUE | SOLARPHOTOVO
420 | CSEA 11A 11.000-QP | 1055 | 1.97 | 0 |  |  | 2.93 | 1 | FALSE |  | FALSE |  | TRUE | SOLARPHOTOVO | TRUE | SOLARPHOTOVO
421 | CSEG 221 22.000-B | 1057 | 0 | 0 |  |  | 0.103 | 1 | FALSE |  | FALSE |  | TRUE | BATTERYSTRG | TRUE | BATTERYSTRG
422 | CSEG 221 22.000-N | 1057 | 1.228 | 0 |  |  | 1.826 | 1 | FALSE |  | FALSE |  | TRUE | SOLARPHOTOVO | TRUE | SOLARPHOTOVO
423 | CSEG 221 22.000-P | 1057 | 5.266 | 0 |  |  | 5.97 | 1 | FALSE |  | FALSE |  | TRUE | SOLARPHOTOVO | TRUE | SOLARPHOTOVO
424 | CSEG 221 22.000-QP | 1057 | 0.667 | 0 |  |  | 0.992 | 1 | FALSE |  | FALSE |  | TRUE | SOLARPHOTOVO | TRUE | SOLARPHOTOVO
425 | CSEP 11B 11.000-B | 1059 | 0 | 0 |  |  | 0.126 | 1 | FALSE |  | FALSE |  | TRUE | BATTERYSTRG | TRUE | BATTERYSTRG
426 | CSEP 11B 11.000-N | 1059 | 1.496 | 0 |  |  | 2.224 | 1 | FALSE |  | FALSE |  | TRUE | SOLARPHOTOVO | TRUE | SOLARPHOTOVO
427 | CSEP 11B 11.000-QP | 1059 | 1.528 | 0 |  |  | 2.272 | 1 | FALSE |  | FALSE |  | TRUE | SOLARPHOTOVO | TRUE | SOLARPHOTOVO
428 | CSEP 11B 11.000-R | 1059 | 0.957 | 0.287 |  |  | 2.29 | 1 | FALSE |  | FALSE |  | TRUE | OTHERRES | TRUE | OTHERRES
429 | CSOR 22B 22.000-B | 1061 | 0 | 0 |  |  | 0.811 | 1 | FALSE |  | FALSE |  | TRUE | BATTERYSTRG | TRUE | BATTERYSTRG
430 | CSOR 22B 22.000-N | 1061 | 9.639 | 0 |  |  | 14.334 | 1 | FALSE |  | FALSE |  | TRUE | SOLARPHOTOVO | TRUE | SOLARPHOTOVO
431 | CSOR 22B 22.000-O | 1061 | 0.385 | 0 |  |  | 1.946 | 1 | FALSE |  | FALSE |  | TRUE | OTHERNONRES | TRUE | OTHERNONRES
432 | CSOR 22B 22.000-P | 1061 | 4.666 | 0 |  |  | 5.29 | 1 | FALSE |  | FALSE |  | TRUE | SOLARPHOTOVO | TRUE | SOLARPHOTOVO
433 | CSOR 22B 22.000-QP | 1061 | 3.382 | 0 |  |  | 5.029 | 1 | FALSE |  | FALSE |  | TRUE | SOLARPHOTOVO | TRUE | SOLARPHOTOVO
434 | CSOR 22B 22.000-R | 1061 | 0.157 | 0 |  |  | 0.375 | 1 | FALSE |  | FALSE |  | TRUE | OTHERRES | TRUE | OTHERRES
435 | CSOR 22B 22.000-W | 1061 | 0.619 | 0 |  |  | 0.8 | 0.85 | FALSE |  | FALSE |  | TRUE | WINDONSHORE | TRUE | WINDONSHORE
436 | CSUR 221 22.000-B | 1064 | 0 | 0 |  |  | 0.238 | 1 | FALSE |  | FALSE |  | TRUE | BATTERYSTRG | TRUE | BATTERYSTRG
437 | CSUR 221 22.000-N | 1064 | 2.756 | 0 |  |  | 4.098 | 1 | FALSE |  | FALSE |  | TRUE | SOLARPHOTOVO | TRUE | SOLARPHOTOVO
438 | CSUR 221 22.000-P | 1064 | 3.438 | 0 |  |  | 3.898 | 1 | FALSE |  | FALSE |  | TRUE | SOLARPHOTOVO | TRUE | SOLARPHOTOVO
439 | CSUR 221 22.000-QP | 1064 | 2.951 | 0 |  |  | 4.389 | 1 | FALSE |  | FALSE |  | TRUE | SOLARPHOTOVO | TRUE | SOLARPHOTOVO
440 | DBDK 112 11.000-B | 1068 | 0 | 0 |  |  | 1.407 | 1 | FALSE |  | FALSE |  | TRUE | BATTERYSTRG | TRUE | BATTERYSTRG
441 | DBDK 112 11.000-G2 | 1068 | 1.124 | 4.26 |  |  | 7.1 | 1 | FALSE |  | FALSE |  | TRUE | OTHERNONRES | TRUE | OTHERNONRES
442 | DBDK 112 11.000-N | 1068 | 10.311 | 0 |  |  | 15.334 | 1 | FALSE |  | FALSE |  | TRUE | SOLARPHOTOVO | TRUE | SOLARPHOTOVO
443 | DBDK 112 11.000-P | 1068 | 0.191 | 0 |  |  | 0.216 | 1 | FALSE |  | FALSE |  | TRUE | SOLARPHOTOVO | TRUE | SOLARPHOTOVO
444 | DBDK 112 11.000-Q | 1068 | 0.98575 | 0 |  |  | 1.4651 | 1 | FALSE |  | FALSE |  | TRUE | SOLARPHOTOVO | TRUE | SOLARPHOTOVO
445 | DBIP 22B 22.000-B | 1070 | 0 | 0 |  |  | 0.371 | 1 | FALSE |  | FALSE |  | TRUE | BATTERYSTRG | TRUE | BATTERYSTRG
446 | DBIP 22B 22.000-N | 1070 | 2.718 | 0 |  |  | 4.042 | 1 | FALSE |  | FALSE |  | TRUE | SOLARPHOTOVO | TRUE | SOLARPHOTOVO
447 | DBIP 22B 22.000-Q | 1070 | 5.5805 | 0 |  |  | 8.2986 | 1 | FALSE |  | FALSE |  | TRUE | SOLARPHOTOVO | TRUE | SOLARPHOTOVO
448 | DBTOC11A 11.000-B | 1071 | 0 | 0 |  |  | 0.802 | 1 | FALSE |  | FALSE |  | TRUE | BATTERYSTRG | TRUE | BATTERYSTRG
449 | DBTOC11A 11.000-G | 1071 | 0.283 | 1.074 |  |  | 1.79 | 1 | FALSE |  | FALSE |  | TRUE | GASBIO | TRUE | GASBIO
450 | DBTOC11A 11.000-N | 1071 | 5.875 | 0 |  |  | 8.736 | 1 | FALSE |  | FALSE |  | TRUE | SOLARPHOTOVO | TRUE | SOLARPHOTOVO
451 | DBTOC11A 11.000-Q | 1071 | 1.1827 | 0 |  |  | 1.7582 | 1 | FALSE |  | FALSE |  | TRUE | SOLARPHOTOVO | TRUE | SOLARPHOTOVO
452 | DDEL 222 22.000-B | 1077 | 0 | 0 |  |  | 0.307 | 1 | FALSE |  | FALSE |  | TRUE | BATTERYSTRG | TRUE | BATTERYSTRG
453 | DDEL 222 22.000-N | 1077 | 2.247 | 0 |  |  | 3.341 | 1 | FALSE |  | FALSE |  | TRUE | SOLARPHOTOVO | TRUE | SOLARPHOTOVO
454 | DDEL 222 22.000-P | 1077 | 1.285 | 0 |  |  | 1.457 | 1 | FALSE |  | FALSE |  | TRUE | SOLARPHOTOVO | TRUE | SOLARPHOTOVO
455 | DDEL 222 22.000-Q | 1077 | 2.2106 | 0 |  |  | 3.2878 | 1 | FALSE |  | FALSE |  | TRUE | SOLARPHOTOVO | TRUE | SOLARPHOTOVO
456 | DDEL 223 22.000-B | 1078 | 0 | 0 |  |  | 0.307 | 1 | FALSE |  | FALSE |  | TRUE | BATTERYSTRG | TRUE | BATTERYSTRG
457 | DDEL 223 22.000-G | 1078 | 0.179 | 0.677 |  |  | 1.129 | 1 | FALSE |  | FALSE |  | TRUE | OTHERRES | TRUE | OTHERRES
458 | DDEL 223 22.000-N | 1078 | 2.247 | 0 |  |  | 3.341 | 1 | FALSE |  | FALSE |  | TRUE | SOLARPHOTOVO | TRUE | SOLARPHOTOVO
459 | DDEL 223 22.000-P | 1078 | 1.285 | 0 |  |  | 1.457 | 1 | FALSE |  | FALSE |  | TRUE | SOLARPHOTOVO | TRUE | SOLARPHOTOVO
460 | DDEL 223 22.000-Q | 1078 | 2.2106 | 0 |  |  | 3.2878 | 1 | FALSE |  | FALSE |  | TRUE | SOLARPHOTOVO | TRUE | SOLARPHOTOVO
461 | DEBR 112 11.000-B | 1079 | 0 | 0 |  |  | 1.039 | 1 | FALSE |  | FALSE |  | TRUE | BATTERYSTRG | TRUE | BATTERYSTRG
462 | DEBR 112 11.000-G | 1079 | 0.127 | 0.48 |  |  | 0.8 | 1 | FALSE |  | FALSE |  | TRUE | OTHERNONRES | TRUE | OTHERNONRES
463 | DEBR 112 11.000-N | 1079 | 7.611 | 0 |  |  | 11.318 | 1 | FALSE |  | FALSE |  | TRUE | SOLARPHOTOVO | TRUE | SOLARPHOTOVO
464 | DEBR 112 11.000-P | 1079 | 0.141 | 0 |  |  | 0.16 | 1 | FALSE |  | FALSE |  | TRUE | SOLARPHOTOVO | TRUE | SOLARPHOTOVO
465 | DEBR 112 11.000-Q | 1079 | 1.2061 | 0 |  |  | 1.7933 | 1 | FALSE |  | FALSE |  | TRUE | SOLARPHOTOVO | TRUE | SOLARPHOTOVO
466 | DEBR 221 22.000-B | 1081 | 0 | 0 |  |  | 1.216 | 1 | FALSE |  | FALSE |  | TRUE | BATTERYSTRG | TRUE | BATTERYSTRG
467 | DEBR 221 22.000-G | 1081 | 0.771 | 2.925 |  |  | 4.875 | 1 | FALSE |  | FALSE |  | TRUE | GASCONVOLD1 | TRUE | GASCONVOLD1
468 | DEBR 221 22.000-N | 1081 | 8.907 | 0 |  |  | 13.245 | 1 | FALSE |  | FALSE |  | TRUE | SOLARPHOTOVO | TRUE | SOLARPHOTOVO
469 | DEBR 221 22.000-P | 1081 | 3.586 | 0 |  |  | 4.065 | 1 | FALSE |  | FALSE |  | TRUE | SOLARPHOTOVO | TRUE | SOLARPHOTOVO
470 | DEBR 221 22.000-Q | 1081 | 1.3772 | 0 |  |  | 2.0489 | 1 | FALSE |  | FALSE |  | TRUE | SOLARPHOTOVO | TRUE | SOLARPHOTOVO
471 | DEBR 223 22.000-B | 1082 | 0 | 0 |  |  | 1.216 | 1 | FALSE |  | FALSE |  | TRUE | BATTERYSTRG | TRUE | BATTERYSTRG
472 | DEBR 223 22.000-N | 1082 | 8.907 | 0 |  |  | 13.245 | 1 | FALSE |  | FALSE |  | TRUE | SOLARPHOTOVO | TRUE | SOLARPHOTOVO
473 | DEBR 223 22.000-P | 1082 | 3.586 | 0 |  |  | 4.065 | 1 | FALSE |  | FALSE |  | TRUE | SOLARPHOTOVO | TRUE | SOLARPHOTOVO
474 | DEBR 223 22.000-Q | 1082 | 1.3772 | 0 |  |  | 2.0489 | 1 | FALSE |  | FALSE |  | TRUE | SOLARPHOTOVO | TRUE | SOLARPHOTOVO
475 | DFOL 221 22.000-B | 1087 | 0 | 0 |  |  | 0.194 | 1 | FALSE |  | FALSE |  | TRUE | BATTERYSTRG | TRUE | BATTERYSTRG
476 | DFOL 221 22.000-N | 1087 | 2.246 | 0 |  |  | 3.34 | 1 | FALSE |  | FALSE |  | TRUE | SOLARPHOTOVO | TRUE | SOLARPHOTOVO
477 | DFOL 221 22.000-P | 1087 | 5.571 | 0 |  |  | 6.316 | 1 | FALSE |  | FALSE |  | TRUE | SOLARPHOTOVO | TRUE | SOLARPHOTOVO
478 | DFOL 221 22.000-QP | 1087 | 8.506 | 0 |  |  | 12.649 | 1 | FALSE |  | FALSE |  | TRUE | SOLARPHOTOVO | TRUE | SOLARPHOTOVO
479 | DFOL 223 22.000-B | 1088 | 0 | 0 |  |  | 0.194 | 1 | FALSE |  | FALSE |  | TRUE | BATTERYSTRG | TRUE | BATTERYSTRG
480 | DFOL 223 22.000-N | 1088 | 2.246 | 0 |  |  | 3.34 | 1 | FALSE |  | FALSE |  | TRUE | SOLARPHOTOVO | TRUE | SOLARPHOTOVO
481 | DFOL 223 22.000-P | 1088 | 5.571 | 0 |  |  | 6.316 | 1 | FALSE |  | FALSE |  | TRUE | SOLARPHOTOVO | TRUE | SOLARPHOTOVO
482 | DFOL 223 22.000-QP | 1088 | 8.506 | 0 |  |  | 12.649 | 1 | FALSE |  | FALSE |  | TRUE | SOLARPHOTOVO | TRUE | SOLARPHOTOVO
483 | DIOS 22A 22.000-B | 1089 | 0 | 0 |  |  | 1.382 | 1 | FALSE |  | FALSE |  | TRUE | BATTERYSTRG | TRUE | BATTERYSTRG
484 | DIOS 22A 22.000-GM | 1089 | 0.409 | 0.123 |  |  | 2.07 | 1 | FALSE |  | FALSE |  | TRUE | OTHERNONRES | TRUE | OTHERNONRES
485 | DIOS 22A 22.000-N | 1089 | 16.37 | 0 |  |  | 24.342 | 1 | FALSE |  | FALSE |  | TRUE | SOLARPHOTOVO | TRUE | SOLARPHOTOVO
486 | DIOS 22A 22.000-O | 1089 | 0.065 | 0.02 |  |  | 0.33 | 1 | FALSE |  | FALSE |  | TRUE | OTHERNONRES | TRUE | OTHERNONRES
487 | DIOS 22A 22.000-P | 1089 | 0.341 | 0 |  |  | 0.387 | 1 | FALSE |  | FALSE |  | TRUE | SOLARPHOTOVO | TRUE | SOLARPHOTOVO
488 | DIOS 22A 22.000-QP | 1089 | 1.721 | 0 |  |  | 2.559 | 1 | FALSE |  | FALSE |  | TRUE | SOLARPHOTOVO | TRUE | SOLARPHOTOVO
489 | DIOS 22B 22.000-B | 1090 | 0 | 0 |  |  | 0.899 | 1 | FALSE |  | FALSE |  | TRUE | BATTERYSTRG | TRUE | BATTERYSTRG
490 | DIOS 22B 22.000-N | 1090 | 10.654 | 0 |  |  | 15.842 | 1 | FALSE |  | FALSE |  | TRUE | SOLARPHOTOVO | TRUE | SOLARPHOTOVO
491 | DIOS 22B 22.000-P | 1090 | 0.222 | 0 |  |  | 0.252 | 1 | FALSE |  | FALSE |  | TRUE | SOLARPHOTOVO | TRUE | SOLARPHOTOVO
492 | DIOS 22B 22.000-QP | 1090 | 1.12 | 0 |  |  | 1.666 | 1 | FALSE |  | FALSE |  | TRUE | SOLARPHOTOVO | TRUE | SOLARPHOTOVO
493 | DKOZP112 11.000-B | 1092 | 0 | 0 |  |  | 0.296 | 1 | FALSE |  | FALSE |  | TRUE | BATTERYSTRG | TRUE | BATTERYSTRG
494 | DKOZP112 11.000-N | 1092 | 2.167 | 0 |  |  | 3.222 | 1 | FALSE |  | FALSE |  | TRUE | SOLARPHOTOVO | TRUE | SOLARPHOTOVO
495 | DKOZP112 11.000-Q | 1092 | 1.9703 | 0 |  |  | 2.9303 | 1 | FALSE |  | FALSE |  | TRUE | SOLARPHOTOVO | TRUE | SOLARPHOTOVO
496 | DMGM 111 11.000-B | 1093 | 0 | 0 |  |  | 1.43 | 1 | FALSE |  | FALSE |  | TRUE | BATTERYSTRG | TRUE | BATTERYSTRG
497 | DMGM 111 11.000-N | 1093 | 10.475 | 0 |  |  | 15.578 | 1 | FALSE |  | FALSE |  | TRUE | SOLARPHOTOVO | TRUE | SOLARPHOTOVO
498 | DMGM 111 11.000-Q | 1093 | 1.0162 | 0 |  |  | 1.512 | 1 | FALSE |  | FALSE |  | TRUE | SOLARPHOTOVO | TRUE | SOLARPHOTOVO
499 | DOMB 221 22.000-B | 1095 | 0 | 0 |  |  | 0.816 | 1 | FALSE |  | FALSE |  | TRUE | BATTERYSTRG | TRUE | BATTERYSTRG
500 | DOMB 221 22.000-N | 1095 | 9.454 | 0 |  |  | 14.059 | 1 | FALSE |  | FALSE |  | TRUE | SOLARPHOTOVO | TRUE | SOLARPHOTOVO
501 | DOMB 221 22.000-O | 1095 | 0.435 | 0 |  |  | 2.199 | 1 | FALSE |  | FALSE |  | TRUE | OTHERNONRES | TRUE | OTHERNONRES
502 | DOMB 221 22.000-P | 1095 | 8.676 | 0 |  |  | 9.837 | 1 | FALSE |  | FALSE |  | TRUE | SOLARPHOTOVO | TRUE | SOLARPHOTOVO
503 | DOMB 221 22.000-QP | 1095 | 5.241 | 0 |  |  | 7.793 | 1 | FALSE |  | FALSE |  | TRUE | SOLARPHOTOVO | TRUE | SOLARPHOTOVO
504 | DOMB 221 22.000-R | 1095 | 0.348 | 0 |  |  | 0.834 | 1 | FALSE |  | FALSE |  | TRUE | OTHERRES | TRUE | OTHERRES
505 | DORG 221 22.000-B | 1097 | 0 | 0 |  |  | 0.287 | 1 | FALSE |  | FALSE |  | TRUE | BATTERYSTRG | TRUE | BATTERYSTRG
506 | DORG 221 22.000-N | 1097 | 3.411 | 0 |  |  | 5.073 | 1 | FALSE |  | FALSE |  | TRUE | SOLARPHOTOVO | TRUE | SOLARPHOTOVO
507 | DORG 221 22.000-O | 1097 | 1.444 | 0 |  |  | 7.3 | 1 | FALSE |  | FALSE |  | TRUE | OTHERNONRES | TRUE | OTHERNONRES
508 | DORG 221 22.000-P | 1097 | 4.928 | 0 |  |  | 5.587 | 1 | FALSE |  | FALSE |  | TRUE | SOLARPHOTOVO | TRUE | SOLARPHOTOVO
509 | DORG 221 22.000-QP | 1097 | 1.557 | 0 |  |  | 2.315 | 1 | FALSE |  | FALSE |  | TRUE | SOLARPHOTOVO | TRUE | SOLARPHOTOVO
510 | DORG 222 22.000-B | 1098 | 0 | 0 |  |  | 0.287 | 1 | FALSE |  | FALSE |  | TRUE | BATTERYSTRG | TRUE | BATTERYSTRG
511 | DORG 222 22.000-N | 1098 | 3.411 | 0 |  |  | 5.073 | 1 | FALSE |  | FALSE |  | TRUE | SOLARPHOTOVO | TRUE | SOLARPHOTOVO
512 | DORG 222 22.000-O | 1098 | 1.444 | 0 |  |  | 7.3 | 1 | FALSE |  | FALSE |  | TRUE | OTHERNONRES | TRUE | OTHERNONRES
513 | DORG 222 22.000-P | 1098 | 5.09 | 0 |  |  | 5.77 | 1 | FALSE |  | FALSE |  | TRUE | SOLARPHOTOVO | TRUE | SOLARPHOTOVO
514 | DORG 222 22.000-QP | 1098 | 1.557 | 0 |  |  | 2.315 | 1 | FALSE |  | FALSE |  | TRUE | SOLARPHOTOVO | TRUE | SOLARPHOTOVO
515 | DORG 223 22.000-B | 1099 | 0 | 0 |  |  | 0.287 | 1 | FALSE |  | FALSE |  | TRUE | BATTERYSTRG | TRUE | BATTERYSTRG
516 | DORG 223 22.000-N | 1099 | 3.411 | 0 |  |  | 5.073 | 1 | FALSE |  | FALSE |  | TRUE | SOLARPHOTOVO | TRUE | SOLARPHOTOVO
517 | DORG 223 22.000-P | 1099 | 4.928 | 0 |  |  | 5.587 | 1 | FALSE |  | FALSE |  | TRUE | SOLARPHOTOVO | TRUE | SOLARPHOTOVO
518 | DORG 223 22.000-QP | 1099 | 1.557 | 0 |  |  | 2.315 | 1 | FALSE |  | FALSE |  | TRUE | SOLARPHOTOVO | TRUE | SOLARPHOTOVO
519 | DORG 223 22.000-QR | 1099 | 0.424 | 0 |  |  | 1.015 | 1 | FALSE |  | FALSE |  | TRUE | OTHERRES | TRUE | OTHERRES
520 | DUJF 221 22.000-QP | 1100 | 1.278 | 0 |  |  | 1.9 | 1 | FALSE |  | FALSE |  | TRUE | SOLARPHOTOVO | TRUE | SOLARPHOTOVO
521 | DUJV 113 11.000-B | 1107 | 0 | 0 |  |  | 0.051 | 1 | FALSE |  | FALSE |  | TRUE | BATTERYSTRG | TRUE | BATTERYSTRG
522 | DUJV 113 11.000-N | 1107 | 0.591 | 0 |  |  | 0.879 | 1 | FALSE |  | FALSE |  | TRUE | SOLARPHOTOVO | TRUE | SOLARPHOTOVO
523 | DUJV 113 11.000-QP | 1107 | 0.47 | 0 |  |  | 0.699 | 1 | FALSE |  | FALSE |  | TRUE | SOLARPHOTOVO | TRUE | SOLARPHOTOVO
524 | DUJV 114 11.000-B | 1108 | 0 | 0 |  |  | 0.051 | 1 | FALSE |  | FALSE |  | TRUE | BATTERYSTRG | TRUE | BATTERYSTRG
525 | DUJV 114 11.000-N | 1108 | 0.591 | 0 |  |  | 0.879 | 1 | FALSE |  | FALSE |  | TRUE | SOLARPHOTOVO | TRUE | SOLARPHOTOVO
526 | DUJV 114 11.000-O | 1108 | 0.281 | 0 |  |  | 1.419 | 1 | FALSE |  | FALSE |  | TRUE | OTHERNONRES | TRUE | OTHERNONRES
527 | DUJV 114 11.000-P | 1108 | 0.143 | 0 |  |  | 0.162 | 1 | FALSE |  | FALSE |  | TRUE | SOLARPHOTOVO | TRUE | SOLARPHOTOVO
528 | DUJV 114 11.000-QP | 1108 | 0.47 | 0 |  |  | 0.699 | 1 | FALSE |  | FALSE |  | TRUE | SOLARPHOTOVO | TRUE | SOLARPHOTOVO
529 | DUJV 223 22.000-B | 1109 | 0 | 0 |  |  | 0.521 | 1 | FALSE |  | FALSE |  | TRUE | BATTERYSTRG | TRUE | BATTERYSTRG
530 | DUJV 223 22.000-N | 1109 | 6.034 | 0 |  |  | 8.973 | 1 | FALSE |  | FALSE |  | TRUE | SOLARPHOTOVO | TRUE | SOLARPHOTOVO
531 | DUJV 223 22.000-P | 1109 | 0.468 | 0 |  |  | 0.53 | 1 | FALSE |  | FALSE |  | TRUE | SOLARPHOTOVO | TRUE | SOLARPHOTOVO
532 | DUJV 223 22.000-QP | 1109 | 0.87 | 0 |  |  | 1.294 | 1 | FALSE |  | FALSE |  | TRUE | SOLARPHOTOVO | TRUE | SOLARPHOTOVO
533 | DUJV 223 22.000-R | 1109 | 0.914 | 0 |  |  | 2.187 | 1 | FALSE |  | FALSE |  | TRUE | OTHERRES | TRUE | OTHERRES
534 | DUJV 223 22.000-W | 1109 | 0.464 | 0 |  |  | 0.6 | 0.85 | FALSE |  | FALSE |  | TRUE | WINDONSHORE | TRUE | WINDONSHORE
535 | DUJV 224 22.000-B | 1110 | 0 | 0 |  |  | 0.521 | 1 | FALSE |  | FALSE |  | TRUE | BATTERYSTRG | TRUE | BATTERYSTRG
536 | DUJV 224 22.000-N | 1110 | 6.034 | 0 |  |  | 8.973 | 1 | FALSE |  | FALSE |  | TRUE | SOLARPHOTOVO | TRUE | SOLARPHOTOVO
537 | DUJV 224 22.000-P | 1110 | 0.468 | 0 |  |  | 0.53 | 1 | FALSE |  | FALSE |  | TRUE | SOLARPHOTOVO | TRUE | SOLARPHOTOVO
538 | DUJV 224 22.000-QP | 1110 | 0.87 | 0 |  |  | 1.294 | 1 | FALSE |  | FALSE |  | TRUE | SOLARPHOTOVO | TRUE | SOLARPHOTOVO
539 | DUJV211A 11.000-B | 1111 | 0 | 0 |  |  | 0.325 | 1 | FALSE |  | FALSE |  | TRUE | BATTERYSTRG | TRUE | BATTERYSTRG
540 | DUJV211A 11.000-N | 1111 | 3.763 | 0 |  |  | 5.596 | 1 | FALSE |  | FALSE |  | TRUE | SOLARPHOTOVO | TRUE | SOLARPHOTOVO
541 | DUJV211A 11.000-QO | 1111 | 0.146 | 0 |  |  | 0.736 | 1 | FALSE |  | FALSE |  | TRUE | OTHERNONRES | TRUE | OTHERNONRES
542 | DUJV211A 11.000-QP | 1111 | 0.955 | 0 |  |  | 1.42 | 1 | FALSE |  | FALSE |  | TRUE | SOLARPHOTOVO | TRUE | SOLARPHOTOVO
543 | DUKE 221 22.000-B | 1112 | 0 | 0 |  |  | 1.541 | 1 | FALSE |  | FALSE |  | TRUE | BATTERYSTRG | TRUE | BATTERYSTRG
544 | DUKE 221 22.000-N | 1112 | 18.257 | 0 |  |  | 27.148 | 1 | FALSE |  | FALSE |  | TRUE | SOLARPHOTOVO | TRUE | SOLARPHOTOVO
545 | DUKE 221 22.000-O | 1112 | 0.385 | 0.116 |  |  | 1.946 | 1 | FALSE |  | FALSE |  | TRUE | OTHERNONRES | TRUE | OTHERNONRES
546 | DUKE 221 22.000-P | 1112 | 14.357 | 0 |  |  | 16.278 | 1 | FALSE |  | FALSE |  | TRUE | SOLARPHOTOVO | TRUE | SOLARPHOTOVO
547 | DUKE 221 22.000-QP | 1112 | 3.531 | 0 |  |  | 5.251 | 1 | FALSE |  | FALSE |  | TRUE | SOLARPHOTOVO | TRUE | SOLARPHOTOVO
548 | DUKE 221 22.000-R | 1112 | 0.116 | 0.035 |  |  | 0.278 | 1 | FALSE |  | FALSE |  | TRUE | OTHERRES | TRUE | OTHERRES
549 | DUKE 222 22.000-B | 1113 | 0 | 0 |  |  | 0.787 | 1 | FALSE |  | FALSE |  | TRUE | BATTERYSTRG | TRUE | BATTERYSTRG
550 | DUKE 222 22.000-N | 1113 | 9.326 | 0 |  |  | 13.868 | 1 | FALSE |  | FALSE |  | TRUE | SOLARPHOTOVO | TRUE | SOLARPHOTOVO
551 | DUKE 222 22.000-P | 1113 | 7.334 | 0 |  |  | 8.315 | 1 | FALSE |  | FALSE |  | TRUE | SOLARPHOTOVO | TRUE | SOLARPHOTOVO
552 | DUKE 222 22.000-QP | 1113 | 1.804 | 0 |  |  | 2.682 | 1 | FALSE |  | FALSE |  | TRUE | SOLARPHOTOVO | TRUE | SOLARPHOTOVO
553 | DUVA 222 22.000-B | 1116 | 0 | 0 |  |  | 0.199 | 1 | FALSE |  | FALSE |  | TRUE | BATTERYSTRG | TRUE | BATTERYSTRG
554 | DUVA 222 22.000-N | 1116 | 2.361 | 0 |  |  | 3.511 | 1 | FALSE |  | FALSE |  | TRUE | SOLARPHOTOVO | TRUE | SOLARPHOTOVO
555 | DUVA 222 22.000-P | 1116 | 0.07 | 0 |  |  | 0.08 | 1 | FALSE |  | FALSE |  | TRUE | SOLARPHOTOVO | TRUE | SOLARPHOTOVO
556 | DUVA 222 22.000-QP | 1116 | 1.268 | 0 |  |  | 1.885 | 1 | FALSE |  | FALSE |  | TRUE | SOLARPHOTOVO | TRUE | SOLARPHOTOVO
557 | DUVA 223 22.000-B | 1117 | 0 | 0 |  |  | 0.348 | 1 | FALSE |  | FALSE |  | TRUE | BATTERYSTRG | TRUE | BATTERYSTRG
558 | DUVA 223 22.000-N | 1117 | 4.121 | 0 |  |  | 6.128 | 1 | FALSE |  | FALSE |  | TRUE | SOLARPHOTOVO | TRUE | SOLARPHOTOVO
559 | DUVA 223 22.000-P | 1117 | 0.123 | 0 |  |  | 0.139 | 1 | FALSE |  | FALSE |  | TRUE | SOLARPHOTOVO | TRUE | SOLARPHOTOVO
560 | DUVA 223 22.000-QP | 1117 | 2.213 | 0 |  |  | 3.29 | 1 | FALSE |  | FALSE |  | TRUE | SOLARPHOTOVO | TRUE | SOLARPHOTOVO
561 | DUVA 224 22.000-B | 1118 | 0 | 0 |  |  | 0.374 | 1 | FALSE |  | FALSE |  | TRUE | BATTERYSTRG | TRUE | BATTERYSTRG
562 | DUVA 224 22.000-N | 1118 | 4.433 | 0 |  |  | 6.592 | 1 | FALSE |  | FALSE |  | TRUE | SOLARPHOTOVO | TRUE | SOLARPHOTOVO
563 | DUVA 224 22.000-P | 1118 | 0.132 | 0 |  |  | 0.149 | 1 | FALSE |  | FALSE |  | TRUE | SOLARPHOTOVO | TRUE | SOLARPHOTOVO
564 | DUVA 224 22.000-QP | 1118 | 2.38 | 0 |  |  | 3.539 | 1 | FALSE |  | FALSE |  | TRUE | SOLARPHOTOVO | TRUE | SOLARPHOTOVO
565 | EGER 221 22.000-B | 1121 | 0 | 0 |  |  | 1.113 | 1 | FALSE |  | FALSE |  | TRUE | BATTERYSTRG | TRUE | BATTERYSTRG
566 | EGER 221 22.000-N | 1121 | 10.532 | 0 |  |  | 15.661 | 1 | FALSE |  | FALSE |  | TRUE | SOLARPHOTOVO | TRUE | SOLARPHOTOVO
567 | EGER 221 22.000-O | 1121 | 1.239 | 0 |  |  | 6.262 | 1 | FALSE |  | FALSE |  | TRUE | OTHERNONRES | TRUE | OTHERNONRES
568 | EGER 221 22.000-P | 1121 | 18.844 | 0 |  |  | 21.365 | 1 | FALSE |  | FALSE |  | TRUE | SOLARPHOTOVO | TRUE | SOLARPHOTOVO
569 | EGER 221 22.000-P1 | 1121 | 0 | 0 |  |  | 0.48 | 1 | FALSE |  | FALSE |  | TRUE | SOLARPHOTOVO | TRUE | SOLARPHOTOVO
570 | EGER 221 22.000-P2 | 1121 | 0 | 0 |  |  | 0.48 | 1 | FALSE |  | FALSE |  | TRUE | SOLARPHOTOVO | TRUE | SOLARPHOTOVO
571 | EGER 221 22.000-P3 | 1121 | 0 | 0 |  |  | 0.48 | 1 | FALSE |  | FALSE |  | TRUE | SOLARPHOTOVO | TRUE | SOLARPHOTOVO
572 | EGER 221 22.000-QP | 1121 | 21.628 | 0 |  |  | 32.161 | 1 | FALSE |  | FALSE |  | TRUE | SOLARPHOTOVO | TRUE | SOLARPHOTOVO
574 | EGER 222 22.000-B | 1122 | 0 | 0 |  |  | 0.395 | 1 | FALSE |  | FALSE |  | TRUE | BATTERYSTRG | TRUE | BATTERYSTRG
575 | EGER 222 22.000-N | 1122 | 3.735 | 0 |  |  | 5.554 | 1 | FALSE |  | FALSE |  | TRUE | SOLARPHOTOVO | TRUE | SOLARPHOTOVO
576 | EGER 222 22.000-P | 1122 | 6.682 | 0 |  |  | 7.576 | 1 | FALSE |  | FALSE |  | TRUE | SOLARPHOTOVO | TRUE | SOLARPHOTOVO
577 | EGER 222 22.000-QP | 1122 | 7.67 | 0 |  |  | 11.405 | 1 | FALSE |  | FALSE |  | TRUE | SOLARPHOTOVO | TRUE | SOLARPHOTOVO
580 | EGES 111 11.000-B | 1126 | 0 | 0 |  |  | 0.608 | 1 | FALSE |  | FALSE |  | TRUE | BATTERYSTRG | TRUE | BATTERYSTRG
581 | EGES 111 11.000-N | 1126 | 5.752 | 0 |  |  | 8.554 | 1 | FALSE |  | FALSE |  | TRUE | SOLARPHOTOVO | TRUE | SOLARPHOTOVO
582 | EGFU K41 0.4000-1 | 1128 | 0 | 0 |  |  | 1.465 | 1 | FALSE |  | FALSE |  | TRUE | OTHERNONRES | TRUE | OTHERNONRES
583 | EGFU K42 0.4000-2 | 1129 | 0 | 0 |  |  | 1.465 | 1 | FALSE |  | FALSE |  | TRUE | OTHERNONRES | TRUE | OTHERNONRES
584 | EGFU K43 0.4000-3 | 1130 | 0 | 0 |  |  | 1.465 | 1 | FALSE |  | FALSE |  | TRUE | OTHERNONRES | TRUE | OTHERNONRES
585 | EGFU K44 0.4000-4 | 1131 | 0 | 0 |  |  | 1.465 | 1 | FALSE |  | FALSE |  | TRUE | OTHERNONRES | TRUE | OTHERNONRES
586 | EGOM 111 11.000-B | 1132 | 0 | 0 |  |  | 0.063 | 1 | FALSE |  | FALSE |  | TRUE | BATTERYSTRG | TRUE | BATTERYSTRG
587 | EGOM 111 11.000-N | 1132 | 0.744 | 0 |  |  | 1.106 | 1 | FALSE |  | FALSE |  | TRUE | SOLARPHOTOVO | TRUE | SOLARPHOTOVO
588 | EGOM 111 11.000-QP | 1132 | 0.334 | 0 |  |  | 0.497 | 1 | FALSE |  | FALSE |  | TRUE | SOLARPHOTOVO | TRUE | SOLARPHOTOVO
589 | EGOM 113 11.000-B | 1133 | 0 | 0 |  |  | 0.063 | 1 | FALSE |  | FALSE |  | TRUE | BATTERYSTRG | TRUE | BATTERYSTRG
590 | EGOM 113 11.000-N | 1133 | 0.744 | 0 |  |  | 1.106 | 1 | FALSE |  | FALSE |  | TRUE | SOLARPHOTOVO | TRUE | SOLARPHOTOVO
591 | EGOM 113 11.000-QP | 1133 | 0.334 | 0 |  |  | 0.497 | 1 | FALSE |  | FALSE |  | TRUE | SOLARPHOTOVO | TRUE | SOLARPHOTOVO
592 | EGOM 221 22.000-B | 1134 | 0 | 0 |  |  | 0.187 | 1 | FALSE |  | FALSE |  | TRUE | BATTERYSTRG | TRUE | BATTERYSTRG
593 | EGOM 221 22.000-N | 1134 | 2.22 | 0 |  |  | 3.302 | 1 | FALSE |  | FALSE |  | TRUE | SOLARPHOTOVO | TRUE | SOLARPHOTOVO
594 | EGOM 221 22.000-P | 1134 | 0.429 | 0 |  |  | 0.486 | 1 | FALSE |  | FALSE |  | TRUE | SOLARPHOTOVO | TRUE | SOLARPHOTOVO
595 | EGOM 221 22.000-QP | 1134 | 1.299 | 0 |  |  | 1.932 | 1 | FALSE |  | FALSE |  | TRUE | SOLARPHOTOVO | TRUE | SOLARPHOTOVO
596 | EGOM 222 22.000-B | 1135 | 0 | 0 |  |  | 0.187 | 1 | FALSE |  | FALSE |  | TRUE | BATTERYSTRG | TRUE | BATTERYSTRG
597 | EGOM 222 22.000-N | 1135 | 2.22 | 0 |  |  | 3.302 | 1 | FALSE |  | FALSE |  | TRUE | SOLARPHOTOVO | TRUE | SOLARPHOTOVO
598 | EGOM 222 22.000-P | 1135 | 0.429 | 0 |  |  | 0.486 | 1 | FALSE |  | FALSE |  | TRUE | SOLARPHOTOVO | TRUE | SOLARPHOTOVO
599 | EGOM 222 22.000-QP | 1135 | 1.299 | 0 |  |  | 1.932 | 1 | FALSE |  | FALSE |  | TRUE | SOLARPHOTOVO | TRUE | SOLARPHOTOVO
600 | EGOM 223 22.000-B | 1136 | 0 | 0 |  |  | 0.187 | 1 | FALSE |  | FALSE |  | TRUE | BATTERYSTRG | TRUE | BATTERYSTRG
601 | EGOM 223 22.000-N | 1136 | 2.22 | 0 |  |  | 3.302 | 1 | FALSE |  | FALSE |  | TRUE | SOLARPHOTOVO | TRUE | SOLARPHOTOVO
602 | EGOM 223 22.000-P | 1136 | 0.429 | 0 |  |  | 0.486 | 1 | FALSE |  | FALSE |  | TRUE | SOLARPHOTOVO | TRUE | SOLARPHOTOVO
603 | EGOM 223 22.000-QP | 1136 | 1.299 | 0 |  |  | 1.932 | 1 | FALSE |  | FALSE |  | TRUE | SOLARPHOTOVO | TRUE | SOLARPHOTOVO
604 | ENCS 22A 22.000-B | 1138 | 0 | 0 |  |  | 0.87 | 1 | FALSE |  | FALSE |  | TRUE | BATTERYSTRG | TRUE | BATTERYSTRG
605 | ENCS 22A 22.000-N | 1138 | 8.229 | 0 |  |  | 12.237 | 1 | FALSE |  | FALSE |  | TRUE | SOLARPHOTOVO | TRUE | SOLARPHOTOVO
606 | ENCS 22A 22.000-P | 1138 | 12.776 | 0 |  |  | 14.485 | 1 | FALSE |  | FALSE |  | TRUE | SOLARPHOTOVO | TRUE | SOLARPHOTOVO
607 | ENCS 22A 22.000-P5 | 1138 | 0 | 0 |  |  | 0.998 | 1 | FALSE |  | FALSE |  | TRUE | SOLARPHOTOVO | TRUE | SOLARPHOTOVO
608 | ENCS 22A 22.000-QP | 1138 | 0.818 | 0 |  |  | 1.217 | 1 | FALSE |  | FALSE |  | TRUE | SOLARPHOTOVO | TRUE | SOLARPHOTOVO
609 | ENCS 22A 22.000-V | 1138 | 1.542 | 0 |  |  | 2.16 | 1 | FALSE |  | FALSE |  | TRUE | HYDRORANPOND | TRUE | HYDRORANPOND
610 | ERD 221 22.000-B | 1142 | 0 | 0 |  |  | 1.476 | 1 | FALSE |  | FALSE |  | TRUE | BATTERYSTRG | TRUE | BATTERYSTRG
611 | ERD 221 22.000-N | 1142 | 17.49 | 0 |  |  | 26.007 | 1 | FALSE |  | FALSE |  | TRUE | SOLARPHOTOVO | TRUE | SOLARPHOTOVO
612 | ERD 221 22.000-O | 1142 | 0.201 | 0.06 |  |  | 1.018 | 1 | FALSE |  | FALSE |  | TRUE | OTHERNONRES | TRUE | OTHERNONRES
613 | ERD 221 22.000-QP | 1142 | 3.082 | 0 |  |  | 4.583 | 1 | FALSE |  | FALSE |  | TRUE | SOLARPHOTOVO | TRUE | SOLARPHOTOVO
614 | ERD 221 22.000-R | 1142 | 0.46 | 0.138 |  |  | 1.1 | 1 | FALSE |  | FALSE |  | TRUE | OTHERRES | TRUE | OTHERRES
615 | ERZS 11A 11.000-B | 1148 | 0 | 0 |  |  | 0.019 | 1 | FALSE |  | FALSE |  | TRUE | BATTERYSTRG | TRUE | BATTERYSTRG
616 | ERZS 11A 11.000-N | 1148 | 0.219 | 0 |  |  | 0.326 | 1 | FALSE |  | FALSE |  | TRUE | SOLARPHOTOVO | TRUE | SOLARPHOTOVO
617 | ERZS 11A 11.000-O | 1148 | 0.013 | 0.004 |  |  | 0.065 | 1 | FALSE |  | FALSE |  | TRUE | OTHERNONRES | TRUE | OTHERNONRES
618 | ERZS 11A 11.000-QP | 1148 | 0.33 | 0 |  |  | 0.49 | 1 | FALSE |  | FALSE |  | TRUE | SOLARPHOTOVO | TRUE | SOLARPHOTOVO
619 | ERZS 11B 11.000-B | 1149 | 0 | 0 |  |  | 0.019 | 1 | FALSE |  | FALSE |  | TRUE | BATTERYSTRG | TRUE | BATTERYSTRG
620 | ERZS 11B 11.000-N | 1149 | 0.219 | 0 |  |  | 0.326 | 1 | FALSE |  | FALSE |  | TRUE | SOLARPHOTOVO | TRUE | SOLARPHOTOVO
621 | ERZS 11B 11.000-QP | 1149 | 0.33 | 0 |  |  | 0.49 | 1 | FALSE |  | FALSE |  | TRUE | SOLARPHOTOVO | TRUE | SOLARPHOTOVO
622 | FEBA 22A 22.000-B | 1150 | 0 | 0 |  |  | 0.39 | 1 | FALSE |  | FALSE |  | TRUE | BATTERYSTRG | TRUE | BATTERYSTRG
623 | FEBA 22A 22.000-N | 1150 | 4.623 | 0 |  |  | 6.874 | 1 | FALSE |  | FALSE |  | TRUE | SOLARPHOTOVO | TRUE | SOLARPHOTOVO
624 | FEBA 22A 22.000-P | 1150 | 9.152 | 0 |  |  | 10.376 | 1 | FALSE |  | FALSE |  | TRUE | SOLARPHOTOVO | TRUE | SOLARPHOTOVO
625 | FEBA 22A 22.000-QP | 1150 | 2.802 | 0 |  |  | 4.166 | 1 | FALSE |  | FALSE |  | TRUE | SOLARPHOTOVO | TRUE | SOLARPHOTOVO
626 | FEBA 22A 22.000-R | 1150 | 0.208 | 0.062 |  |  | 0.498 | 1 | FALSE |  | FALSE |  | TRUE | OTHERRES | TRUE | OTHERRES
627 | FEBA 22B 22.000-B | 1151 | 0 | 0 |  |  | 0.488 | 1 | FALSE |  | FALSE |  | TRUE | BATTERYSTRG | TRUE | BATTERYSTRG
628 | FEBA 22B 22.000-N | 1151 | 5.784 | 0 |  |  | 8.601 | 1 | FALSE |  | FALSE |  | TRUE | SOLARPHOTOVO | TRUE | SOLARPHOTOVO
629 | FEBA 22B 22.000-P | 1151 | 11.452 | 0 |  |  | 12.984 | 1 | FALSE |  | FALSE |  | TRUE | SOLARPHOTOVO | TRUE | SOLARPHOTOVO
630 | FEBA 22B 22.000-QP | 1151 | 3.506 | 0 |  |  | 5.214 | 1 | FALSE |  | FALSE |  | TRUE | SOLARPHOTOVO | TRUE | SOLARPHOTOVO
631 | FESZ 22 22.000-B | 1152 | 0 | 0 |  |  | 0.096 | 1 | FALSE |  | FALSE |  | TRUE | BATTERYSTRG | TRUE | BATTERYSTRG
632 | FESZ 22 22.000-N | 1152 | 1.147 | 0 |  |  | 1.706 | 1 | FALSE |  | FALSE |  | TRUE | SOLARPHOTOVO | TRUE | SOLARPHOTOVO
633 | FESZ 22 22.000-P | 1152 | 22.051 | 0 |  |  | 25 | 1 | FALSE |  | FALSE |  | TRUE | SOLARPHOTOVO | TRUE | SOLARPHOTOVO
634 | FESZ 22 22.000-QP | 1152 | 1.166 | 0 |  |  | 1.735 | 1 | FALSE |  | FALSE |  | TRUE | SOLARPHOTOVO | TRUE | SOLARPHOTOVO
635 | FGYA 221 22.000-B | 1153 | 0 | 0 |  |  | 1.108 | 1 | FALSE |  | FALSE |  | TRUE | BATTERYSTRG | TRUE | BATTERYSTRG
636 | FGYA 221 22.000-G1 | 1153 | 0.085 | 0 |  |  | 0.536 | 1 | FALSE |  | FALSE |  | TRUE | GASCONVOLD1 | TRUE | GASCONVOLD1
637 | FGYA 221 22.000-G2 | 1153 | 0.101 | 0 |  |  | 0.637 | 1 | FALSE |  | FALSE |  | TRUE | GASBIO | TRUE | GASBIO
638 | FGYA 221 22.000-N | 1153 | 8.117 | 0 |  |  | 12.071 | 1 | FALSE |  | FALSE |  | TRUE | SOLARPHOTOVO | TRUE | SOLARPHOTOVO
639 | FGYA 221 22.000-P | 1153 | 22.078 | 0 |  |  | 25.031 | 1 | FALSE |  | FALSE |  | TRUE | SOLARPHOTOVO | TRUE | SOLARPHOTOVO
640 | FGYA 221 22.000-Q | 1153 | 2.4673 | 0 |  |  | 3.6687 | 1 | FALSE |  | FALSE |  | TRUE | SOLARPHOTOVO | TRUE | SOLARPHOTOVO
641 | FLCO 22 22.000-QP | 1155 | 10.087 | 0 |  |  | 15 | 1 | FALSE |  | FALSE |  | TRUE | SOLARPHOTOVO | TRUE | SOLARPHOTOVO
642 | FOT 222 22.000-B | 1157 | 0 | 0 |  |  | 0.354 | 1 | FALSE |  | FALSE |  | TRUE | BATTERYSTRG | TRUE | BATTERYSTRG
643 | FOT 222 22.000-N | 1157 | 4.192 | 0 |  |  | 6.233 | 1 | FALSE |  | FALSE |  | TRUE | SOLARPHOTOVO | TRUE | SOLARPHOTOVO
644 | FOT 222 22.000-P | 1157 | 0.329 | 0 |  |  | 0.373 | 1 | FALSE |  | FALSE |  | TRUE | SOLARPHOTOVO | TRUE | SOLARPHOTOVO
645 | FOT 222 22.000-QP | 1157 | 3.721 | 0 |  |  | 5.533 | 1 | FALSE |  | FALSE |  | TRUE | SOLARPHOTOVO | TRUE | SOLARPHOTOVO
646 | FURE 11 11.000-1 | 1158 | 3.375 | 1.013 |  |  | 7.5 | 1 | FALSE |  | FALSE |  | TRUE | OTHERNONRES | TRUE | OTHERNONRES
647 | FURE 11 11.000-2 | 1158 | 3.375 | 1.013 |  |  | 7.5 | 1 | FALSE |  | FALSE |  | TRUE | OTHERNONRES | TRUE | OTHERNONRES
648 | FURE 11 11.000-3 | 1158 | 3.375 | 1.013 |  |  | 7.5 | 1 | FALSE |  | FALSE |  | TRUE | OTHERNONRES | TRUE | OTHERNONRES
649 | FURE 11 11.000-BT | 1158 | 0 | 0 |  |  | 5 | 1 | FALSE |  | FALSE |  | TRUE | BATTERYSTRG | TRUE | BATTERYSTRG
650 | FZSO 221 22.000-B | 1161 | 0 | 0 |  |  | 0.794 | 1 | FALSE |  | FALSE |  | TRUE | BATTERYSTRG | TRUE | BATTERYSTRG
651 | FZSO 221 22.000-N | 1161 | 7.51 | 0 |  |  | 11.167 | 1 | FALSE |  | FALSE |  | TRUE | SOLARPHOTOVO | TRUE | SOLARPHOTOVO
652 | FZSO 221 22.000-O | 1161 | 0.173 | 0 |  |  | 0.875 | 1 | FALSE |  | FALSE |  | TRUE | OTHERNONRES | TRUE | OTHERNONRES
653 | FZSO 221 22.000-P | 1161 | 3.462 | 0 |  |  | 3.925 | 1 | FALSE |  | FALSE |  | TRUE | SOLARPHOTOVO | TRUE | SOLARPHOTOVO
654 | FZSO 221 22.000-P1 | 1161 | 0 | 0 |  |  | 1 | 1 | FALSE |  | FALSE |  | TRUE | SOLARPHOTOVO | TRUE | SOLARPHOTOVO
655 | FZSO 221 22.000-QG | 1161 | 0.068 | 0 |  |  | 0.164 | 1 | FALSE |  | FALSE |  | TRUE | OTHERNONRES | TRUE | OTHERNONRES
656 | FZSO 221 22.000-QP | 1161 | 2.144 | 0 |  |  | 3.188 | 1 | FALSE |  | FALSE |  | TRUE | SOLARPHOTOVO | TRUE | SOLARPHOTOVO
657 | FZSO 221 22.000-R | 1161 | 0.417 | 0 |  |  | 0.998 | 1 | FALSE |  | FALSE |  | TRUE | OTHERRES | TRUE | OTHERRES
658 | FZSO 223 22.000-B | 1163 | 0 | 0 |  |  | 0.942 | 1 | FALSE |  | FALSE |  | TRUE | BATTERYSTRG | TRUE | BATTERYSTRG
659 | FZSO 223 22.000-N | 1163 | 8.907 | 0 |  |  | 13.245 | 1 | FALSE |  | FALSE |  | TRUE | SOLARPHOTOVO | TRUE | SOLARPHOTOVO
660 | FZSO 223 22.000-P | 1163 | 4.106 | 0 |  |  | 4.655 | 1 | FALSE |  | FALSE |  | TRUE | SOLARPHOTOVO | TRUE | SOLARPHOTOVO
661 | FZSO 223 22.000-QP | 1163 | 2.543 | 0 |  |  | 3.781 | 1 | FALSE |  | FALSE |  | TRUE | SOLARPHOTOVO | TRUE | SOLARPHOTOVO
662 | FZSO 351 35.000-B | 1164 | 0 | 0 |  |  | 0.129 | 1 | FALSE |  | FALSE |  | TRUE | BATTERYSTRG | TRUE | BATTERYSTRG
663 | FZSO 351 35.000-N | 1164 | 1.224 | 0 |  |  | 1.821 | 1 | FALSE |  | FALSE |  | TRUE | SOLARPHOTOVO | TRUE | SOLARPHOTOVO
664 | FZSO 351 35.000-P | 1164 | 3.198 | 0 |  |  | 3.626 | 1 | FALSE |  | FALSE |  | TRUE | SOLARPHOTOVO | TRUE | SOLARPHOTOVO
665 | FZSO 351 35.000-QP | 1164 | 1.981 | 0 |  |  | 2.945 | 1 | FALSE |  | FALSE |  | TRUE | SOLARPHOTOVO | TRUE | SOLARPHOTOVO
666 | FZSO 351 35.000-W | 1164 | 1.393 | 0 |  |  | 1.8 | 0.85 | FALSE |  | FALSE |  | TRUE | WINDONSHORE | TRUE | WINDONSHORE
667 | FZSO 353 35.000-B | 1166 | 0 | 0 |  |  | 0.177 | 1 | FALSE |  | FALSE |  | TRUE | BATTERYSTRG | TRUE | BATTERYSTRG
668 | FZSO 353 35.000-N | 1166 | 1.673 | 0 |  |  | 2.487 | 1 | FALSE |  | FALSE |  | TRUE | SOLARPHOTOVO | TRUE | SOLARPHOTOVO
669 | FZSO 353 35.000-P | 1166 | 4.369 | 0 |  |  | 4.954 | 1 | FALSE |  | FALSE |  | TRUE | SOLARPHOTOVO | TRUE | SOLARPHOTOVO
670 | FZSO 353 35.000-QP | 1166 | 2.706 | 0 |  |  | 4.024 | 1 | FALSE |  | FALSE |  | TRUE | SOLARPHOTOVO | TRUE | SOLARPHOTOVO
671 | GEUK 11 11.000-1 | 1169 | 1.8 | 0.54 |  |  | 4 | 1 | FALSE |  | FALSE |  | TRUE | OTHERNONRES | TRUE | OTHERNONRES
672 | GMVG 111 11.000-B | 1170 | 0 | 0 |  |  | 0.1 | 1 | FALSE |  | FALSE |  | TRUE | BATTERYSTRG | TRUE | BATTERYSTRG
673 | GMVG 111 11.000-N | 1170 | 1.185 | 0 |  |  | 1.762 | 1 | FALSE |  | FALSE |  | TRUE | SOLARPHOTOVO | TRUE | SOLARPHOTOVO
674 | GMVG 111 11.000-QP | 1170 | 0.33 | 0 |  |  | 0.49 | 1 | FALSE |  | FALSE |  | TRUE | SOLARPHOTOVO | TRUE | SOLARPHOTOVO
675 | GMVG 112 11.000-B | 1171 | 0 | 0 |  |  | 0.1 | 1 | FALSE |  | FALSE |  | TRUE | BATTERYSTRG | TRUE | BATTERYSTRG
676 | GMVG 112 11.000-N | 1171 | 1.185 | 0 |  |  | 1.762 | 1 | FALSE |  | FALSE |  | TRUE | SOLARPHOTOVO | TRUE | SOLARPHOTOVO
677 | GMVG 112 11.000-QP | 1171 | 0.33 | 0 |  |  | 0.49 | 1 | FALSE |  | FALSE |  | TRUE | SOLARPHOTOVO | TRUE | SOLARPHOTOVO
678 | GMVG 222 22.000-B | 1173 | 0 | 0 |  |  | 0.005 | 1 | FALSE |  | FALSE |  | TRUE | BATTERYSTRG | TRUE | BATTERYSTRG
679 | GMVG 222 22.000-N | 1173 | 0.061 | 0 |  |  | 0.091 | 1 | FALSE |  | FALSE |  | TRUE | SOLARPHOTOVO | TRUE | SOLARPHOTOVO
680 | GMVG 222 22.000-O | 1173 | 0.578 | 0 |  |  | 2.92 | 1 | FALSE |  | FALSE |  | TRUE | OTHERNONRES | TRUE | OTHERNONRES
681 | GMVG 222 22.000-QP | 1173 | 1.166 | 0 |  |  | 1.735 | 1 | FALSE |  | FALSE |  | TRUE | SOLARPHOTOVO | TRUE | SOLARPHOTOVO
682 | GODO 221 22.000-B | 1174 | 0 | 0 |  |  | 1.246 | 1 | FALSE |  | FALSE |  | TRUE | BATTERYSTRG | TRUE | BATTERYSTRG
683 | GODO 221 22.000-N | 1174 | 14.761 | 0 |  |  | 21.949 | 1 | FALSE |  | FALSE |  | TRUE | SOLARPHOTOVO | TRUE | SOLARPHOTOVO
684 | GODO 221 22.000-O | 1174 | 0.27 | 0.081 |  |  | 1.364 | 1 | FALSE |  | FALSE |  | TRUE | OTHERNONRES | TRUE | OTHERNONRES
685 | GODO 221 22.000-P | 1174 | 7.734 | 0 |  |  | 8.768 | 1 | FALSE |  | FALSE |  | TRUE | SOLARPHOTOVO | TRUE | SOLARPHOTOVO
686 | GODO 221 22.000-QP | 1174 | 1.235 | 0 |  |  | 1.837 | 1 | FALSE |  | FALSE |  | TRUE | SOLARPHOTOVO | TRUE | SOLARPHOTOVO
687 | GODO 221 22.000-R | 1174 | 0.207 | 0.062 |  |  | 0.496 | 1 | FALSE |  | FALSE |  | TRUE | OTHERRES | TRUE | OTHERRES
688 | GODO 223 22.000-B | 1176 | 0 | 0 |  |  | 1.06 | 1 | FALSE |  | FALSE |  | TRUE | BATTERYSTRG | TRUE | BATTERYSTRG
689 | GODO 223 22.000-N | 1176 | 12.561 | 0 |  |  | 18.678 | 1 | FALSE |  | FALSE |  | TRUE | SOLARPHOTOVO | TRUE | SOLARPHOTOVO
690 | GODO 223 22.000-P | 1176 | 6.581 | 0 |  |  | 7.461 | 1 | FALSE |  | FALSE |  | TRUE | SOLARPHOTOVO | TRUE | SOLARPHOTOVO
691 | GODO 223 22.000-QP | 1176 | 1.051 | 0 |  |  | 1.563 | 1 | FALSE |  | FALSE |  | TRUE | SOLARPHOTOVO | TRUE | SOLARPHOTOVO
692 | GYIP 221 22.000-B | 1177 | 0 | 0 |  |  | 0.045 | 1 | FALSE |  | FALSE |  | TRUE | BATTERYSTRG | TRUE | BATTERYSTRG
693 | GYIP 221 22.000-BT | 1177 | 0 | 0 |  |  | 2.9 | 1 | FALSE |  | FALSE |  | TRUE | BATTERYSTRG | TRUE | BATTERYSTRG
694 | GYIP 221 22.000-N | 1177 | 0.535 | 0 |  |  | 0.796 | 1 | FALSE |  | FALSE |  | TRUE | SOLARPHOTOVO | TRUE | SOLARPHOTOVO
695 | GYIP 221 22.000-P | 1177 | 7.467 | 0 |  |  | 8.466 | 1 | FALSE |  | FALSE |  | TRUE | SOLARPHOTOVO | TRUE | SOLARPHOTOVO
696 | GYIP 221 22.000-QP | 1177 | 1.283 | 0 |  |  | 1.908 | 1 | FALSE |  | FALSE |  | TRUE | SOLARPHOTOVO | TRUE | SOLARPHOTOVO
697 | GYON 112 11.000-B | 1179 | 0 | 0 |  |  | 0.168 | 1 | FALSE |  | FALSE |  | TRUE | BATTERYSTRG | TRUE | BATTERYSTRG
698 | GYON 112 11.000-N | 1179 | 1.59 | 0 |  |  | 2.364 | 1 | FALSE |  | FALSE |  | TRUE | SOLARPHOTOVO | TRUE | SOLARPHOTOVO
699 | GYON 221 22.000-B | 1181 | 0 | 0 |  |  | 0.808 | 1 | FALSE |  | FALSE |  | TRUE | BATTERYSTRG | TRUE | BATTERYSTRG
700 | GYON 221 22.000-N | 1181 | 7.638 | 0 |  |  | 11.358 | 1 | FALSE |  | FALSE |  | TRUE | SOLARPHOTOVO | TRUE | SOLARPHOTOVO
701 | GYON 221 22.000-O | 1181 | 0.358 | 0 |  |  | 1.809 | 1 | FALSE |  | FALSE |  | TRUE | OTHERNONRES | TRUE | OTHERNONRES
702 | GYON 221 22.000-P | 1181 | 6.152 | 0 |  |  | 6.975 | 1 | FALSE |  | FALSE |  | TRUE | SOLARPHOTOVO | TRUE | SOLARPHOTOVO
703 | GYON 221 22.000-P5 | 1181 | 0 | 0 |  |  | 0.499 | 1 | FALSE |  | FALSE |  | TRUE | SOLARPHOTOVO | TRUE | SOLARPHOTOVO
704 | GYON 221 22.000-QP | 1181 | 8.944 | 0 |  |  | 13.3 | 1 | FALSE |  | FALSE |  | TRUE | SOLARPHOTOVO | TRUE | SOLARPHOTOVO
705 | GYON 222 22.000-B | 1182 | 0 | 0 |  |  | 0.705 | 1 | FALSE |  | FALSE |  | TRUE | BATTERYSTRG | TRUE | BATTERYSTRG
706 | GYON 222 22.000-N | 1182 | 6.668 | 0 |  |  | 9.916 | 1 | FALSE |  | FALSE |  | TRUE | SOLARPHOTOVO | TRUE | SOLARPHOTOVO
707 | GYON 222 22.000-P | 1182 | 5.37 | 0 |  |  | 6.089 | 1 | FALSE |  | FALSE |  | TRUE | SOLARPHOTOVO | TRUE | SOLARPHOTOVO
708 | GYON 222 22.000-QP | 1182 | 7.808 | 0 |  |  | 11.611 | 1 | FALSE |  | FALSE |  | TRUE | SOLARPHOTOVO | TRUE | SOLARPHOTOVO
709 | GYRD 11B 11.000-B | 1184 | 0 | 0 |  |  | 0.286 | 1 | FALSE |  | FALSE |  | TRUE | BATTERYSTRG | TRUE | BATTERYSTRG
710 | GYRD 11B 11.000-N | 1184 | 3.403 | 0 |  |  | 5.06 | 1 | FALSE |  | FALSE |  | TRUE | SOLARPHOTOVO | TRUE | SOLARPHOTOVO
711 | GYRD 11B 11.000-QP | 1184 | 0.772 | 0 |  |  | 1.147 | 1 | FALSE |  | FALSE |  | TRUE | SOLARPHOTOVO | TRUE | SOLARPHOTOVO
712 | GYRD 22A 22.000-B | 1186 | 0 | 0 |  |  | 1.88 | 1 | FALSE |  | FALSE |  | TRUE | BATTERYSTRG | TRUE | BATTERYSTRG
713 | GYRD 22A 22.000-N | 1186 | 22.353 | 0 |  |  | 33.241 | 1 | FALSE |  | FALSE |  | TRUE | SOLARPHOTOVO | TRUE | SOLARPHOTOVO
714 | GYRD 22A 22.000-P | 1186 | 2.087 | 0 |  |  | 2.366 | 1 | FALSE |  | FALSE |  | TRUE | SOLARPHOTOVO | TRUE | SOLARPHOTOVO
715 | GYRD 22A 22.000-QP | 1186 | 4.888 | 0 |  |  | 7.269 | 1 | FALSE |  | FALSE |  | TRUE | SOLARPHOTOVO | TRUE | SOLARPHOTOVO
716 | GYRD 22A 22.000-R | 1186 | 0.678 | 0 |  |  | 1.622 | 1 | FALSE |  | FALSE |  | TRUE | OTHERRES | TRUE | OTHERRES
717 | GYRE 222 22.000-B | 1188 | 0 | 0 |  |  | 0.526 | 1 | FALSE |  | FALSE |  | TRUE | BATTERYSTRG | TRUE | BATTERYSTRG
718 | GYRE 222 22.000-BT | 1188 | 0 | 0 |  |  | 5.219 | 1 | FALSE |  | FALSE |  | TRUE | BATTERYSTRG | TRUE | BATTERYSTRG
719 | GYRE 222 22.000-N | 1188 | 6.249 | 0 |  |  | 9.293 | 1 | FALSE |  | FALSE |  | TRUE | SOLARPHOTOVO | TRUE | SOLARPHOTOVO
720 | GYRE 222 22.000-O | 1188 | 0.593 | 0 |  |  | 3 | 1 | FALSE |  | FALSE |  | TRUE | OTHERNONRES | TRUE | OTHERNONRES
721 | GYRE 222 22.000-P | 1188 | 0.959 | 0 |  |  | 1.087 | 1 | FALSE |  | FALSE |  | TRUE | SOLARPHOTOVO | TRUE | SOLARPHOTOVO
722 | GYRE 222 22.000-QP | 1188 | 2.152 | 0 |  |  | 3.201 | 1 | FALSE |  | FALSE |  | TRUE | SOLARPHOTOVO | TRUE | SOLARPHOTOVO
723 | GYRE 223 22.000-B | 1189 | 0 | 0 |  |  | 0.526 | 1 | FALSE |  | FALSE |  | TRUE | BATTERYSTRG | TRUE | BATTERYSTRG
724 | GYRE 223 22.000-N | 1189 | 6.249 | 0 |  |  | 9.293 | 1 | FALSE |  | FALSE |  | TRUE | SOLARPHOTOVO | TRUE | SOLARPHOTOVO
725 | GYRE 223 22.000-P | 1189 | 0.959 | 0 |  |  | 1.087 | 1 | FALSE |  | FALSE |  | TRUE | SOLARPHOTOVO | TRUE | SOLARPHOTOVO
726 | GYRE 223 22.000-QP | 1189 | 2.152 | 0 |  |  | 3.201 | 1 | FALSE |  | FALSE |  | TRUE | SOLARPHOTOVO | TRUE | SOLARPHOTOVO
727 | GYRE 224 22.000-B | 1190 | 0 | 0 |  |  | 0.526 | 1 | FALSE |  | FALSE |  | TRUE | BATTERYSTRG | TRUE | BATTERYSTRG
728 | GYRE 224 22.000-BT | 1190 | 0 | 0 |  |  | 4.781 | 1 | FALSE |  | FALSE |  | TRUE | BATTERYSTRG | TRUE | BATTERYSTRG
729 | GYRE 224 22.000-N | 1190 | 6.249 | 0 |  |  | 9.293 | 1 | FALSE |  | FALSE |  | TRUE | SOLARPHOTOVO | TRUE | SOLARPHOTOVO
730 | GYRE 224 22.000-O | 1190 | 0.593 | 0 |  |  | 3 | 1 | FALSE |  | FALSE |  | TRUE | OTHERNONRES | TRUE | OTHERNONRES
731 | GYRE 224 22.000-P | 1190 | 0.959 | 0 |  |  | 1.087 | 1 | FALSE |  | FALSE |  | TRUE | SOLARPHOTOVO | TRUE | SOLARPHOTOVO
732 | GYRE 224 22.000-QP | 1190 | 2.152 | 0 |  |  | 3.201 | 1 | FALSE |  | FALSE |  | TRUE | SOLARPHOTOVO | TRUE | SOLARPHOTOVO
733 | GYRK 221 22.000-O | 1191 | 0.856 | 0 |  |  | 4.33 | 1 | FALSE |  | FALSE |  | TRUE | OTHERNONRES | TRUE | OTHERNONRES
734 | GYRK 221 22.000-QO | 1191 | 0.257 | 0 |  |  | 1.3 | 1 | FALSE |  | FALSE |  | TRUE | OTHERNONRES | TRUE | OTHERNONRES
735 | GYRK 221 22.000-QP | 1191 | 1.508 | 0 |  |  | 2.242 | 1 | FALSE |  | FALSE |  | TRUE | SOLARPHOTOVO | TRUE | SOLARPHOTOVO
736 | GYRK 222 22.000-O | 1192 | 0.856 | 0 |  |  | 4.33 | 1 | FALSE |  | FALSE |  | TRUE | OTHERNONRES | TRUE | OTHERNONRES
737 | GYRK 222 22.000-QO | 1192 | 0.257 | 0 |  |  | 1.3 | 1 | FALSE |  | FALSE |  | TRUE | OTHERNONRES | TRUE | OTHERNONRES
738 | GYRK 222 22.000-QP | 1192 | 1.508 | 0 |  |  | 2.242 | 1 | FALSE |  | FALSE |  | TRUE | SOLARPHOTOVO | TRUE | SOLARPHOTOVO
739 | GYRR 221 22.000-QP | 1193 | 6.745 | 0 |  |  | 10.03 | 1 | FALSE |  | FALSE |  | TRUE | SOLARPHOTOVO | TRUE | SOLARPHOTOVO
740 | HANK 61 6.0000-QP | 1195 | 1.446 | 0 |  |  | 2.15 | 1 | FALSE |  | FALSE |  | TRUE | SOLARPHOTOVO | TRUE | SOLARPHOTOVO
741 | HATV 221 22.000-B | 1199 | 0 | 0 |  |  | 0.304 | 1 | FALSE |  | FALSE |  | TRUE | BATTERYSTRG | TRUE | BATTERYSTRG
742 | HATV 221 22.000-N | 1199 | 2.874 | 0 |  |  | 4.274 | 1 | FALSE |  | FALSE |  | TRUE | SOLARPHOTOVO | TRUE | SOLARPHOTOVO
743 | HATV 221 22.000-P | 1199 | 2.909 | 0 |  |  | 3.299 | 1 | FALSE |  | FALSE |  | TRUE | SOLARPHOTOVO | TRUE | SOLARPHOTOVO
744 | HATV 221 22.000-QP | 1199 | 6.243 | 0 |  |  | 9.283 | 1 | FALSE |  | FALSE |  | TRUE | SOLARPHOTOVO | TRUE | SOLARPHOTOVO
745 | HATV 221 22.000-R | 1199 | 1.558 | 0 |  |  | 3.73 | 1 | FALSE |  | FALSE |  | TRUE | OTHERRES | TRUE | OTHERRES
746 | HATV 222 22.000-B | 1200 | 0 | 0 |  |  | 0.494 | 1 | FALSE |  | FALSE |  | TRUE | BATTERYSTRG | TRUE | BATTERYSTRG
747 | HATV 222 22.000-N | 1200 | 4.672 | 0 |  |  | 6.948 | 1 | FALSE |  | FALSE |  | TRUE | SOLARPHOTOVO | TRUE | SOLARPHOTOVO
748 | HATV 222 22.000-P | 1200 | 4.73 | 0 |  |  | 5.363 | 1 | FALSE |  | FALSE |  | TRUE | SOLARPHOTOVO | TRUE | SOLARPHOTOVO
749 | HATV 222 22.000-QP | 1200 | 10.149 | 0 |  |  | 15.091 | 1 | FALSE |  | FALSE |  | TRUE | SOLARPHOTOVO | TRUE | SOLARPHOTOVO
750 | HBOSZ221 22.000-B | 1201 | 0 | 0 |  |  | 1.574 | 1 | FALSE |  | FALSE |  | TRUE | BATTERYSTRG | TRUE | BATTERYSTRG
751 | HBOSZ221 22.000-G | 1201 | 0.023 | 0.086 |  |  | 0.143 | 1 | FALSE |  | FALSE |  | TRUE | GASCONVOLD1 | TRUE | GASCONVOLD1
752 | HBOSZ221 22.000-G2 | 1201 | 0.099 | 0.377 |  |  | 0.628 | 1 | FALSE |  | FALSE |  | TRUE | GASCONVOLD1 | TRUE | GASCONVOLD1
753 | HBOSZ221 22.000-N | 1201 | 11.529 | 0 |  |  | 17.145 | 1 | FALSE |  | FALSE |  | TRUE | SOLARPHOTOVO | TRUE | SOLARPHOTOVO
754 | HBOSZ221 22.000-P | 1201 | 9.72 | 0 |  |  | 11.02 | 1 | FALSE |  | FALSE |  | TRUE | SOLARPHOTOVO | TRUE | SOLARPHOTOVO
755 | HBOSZ221 22.000-Q | 1201 | 2.9877 | 0 |  |  | 4.4423 | 1 | FALSE |  | FALSE |  | TRUE | SOLARPHOTOVO | TRUE | SOLARPHOTOVO
756 | HEVE 221 22.000-B | 1203 | 0 | 0 |  |  | 0.676 | 1 | FALSE |  | FALSE |  | TRUE | BATTERYSTRG | TRUE | BATTERYSTRG
757 | HEVE 221 22.000-N | 1203 | 6.393 | 0 |  |  | 9.506 | 1 | FALSE |  | FALSE |  | TRUE | SOLARPHOTOVO | TRUE | SOLARPHOTOVO
758 | HEVE 221 22.000-P | 1203 | 10.384 | 0 |  |  | 11.773 | 1 | FALSE |  | FALSE |  | TRUE | SOLARPHOTOVO | TRUE | SOLARPHOTOVO
759 | HEVE 221 22.000-QP | 1203 | 9.138 | 0 |  |  | 13.589 | 1 | FALSE |  | FALSE |  | TRUE | SOLARPHOTOVO | TRUE | SOLARPHOTOVO
760 | HNAN 22A 22.000-B | 1206 | 0 | 0 |  |  | 0.962 | 1 | FALSE |  | FALSE |  | TRUE | BATTERYSTRG | TRUE | BATTERYSTRG
761 | HNAN 22A 22.000-G | 1206 | 0.139 | 0 |  |  | 0.88 | 1 | FALSE |  | FALSE |  | TRUE | GASCONVOLD1 | TRUE | GASCONVOLD1
762 | HNAN 22A 22.000-N | 1206 | 7.045 | 0 |  |  | 10.477 | 1 | FALSE |  | FALSE |  | TRUE | SOLARPHOTOVO | TRUE | SOLARPHOTOVO
763 | HNAN 22A 22.000-P | 1206 | 6.407 | 0 |  |  | 7.264 | 1 | FALSE |  | FALSE |  | TRUE | SOLARPHOTOVO | TRUE | SOLARPHOTOVO
764 | HNAN 22A 22.000-Q | 1206 | 1.9703 | 0 |  |  | 2.9303 | 1 | FALSE |  | FALSE |  | TRUE | SOLARPHOTOVO | TRUE | SOLARPHOTOVO
765 | HSZOB221 22.000-B | 1208 | 0 | 0 |  |  | 1.429 | 1 | FALSE |  | FALSE |  | TRUE | BATTERYSTRG | TRUE | BATTERYSTRG
766 | HSZOB221 22.000-G1 | 1208 | 0.232 | 0.878 |  |  | 1.464 | 1 | FALSE |  | FALSE |  | TRUE | GASCONVOLD1 | TRUE | GASCONVOLD1
767 | HSZOB221 22.000-G2 | 1208 | 0.347 | 1.316 |  |  | 2.194 | 1 | FALSE |  | FALSE |  | TRUE | GASBIO | TRUE | GASBIO
768 | HSZOB221 22.000-N | 1208 | 10.466 | 0 |  |  | 15.564 | 1 | FALSE |  | FALSE |  | TRUE | SOLARPHOTOVO | TRUE | SOLARPHOTOVO
769 | HSZOB221 22.000-P | 1208 | 1.733 | 0 |  |  | 1.965 | 1 | FALSE |  | FALSE |  | TRUE | SOLARPHOTOVO | TRUE | SOLARPHOTOVO
770 | HSZOB221 22.000-Q | 1208 | 6.0739 | 0 |  |  | 9.0323 | 1 | FALSE |  | FALSE |  | TRUE | SOLARPHOTOVO | TRUE | SOLARPHOTOVO
771 | IBRAN221 22.000-B | 1211 | 0 | 0 |  |  | 0.887 | 1 | FALSE |  | FALSE |  | TRUE | BATTERYSTRG | TRUE | BATTERYSTRG
772 | IBRAN221 22.000-N | 1211 | 6.497 | 0 |  |  | 9.661 | 1 | FALSE |  | FALSE |  | TRUE | SOLARPHOTOVO | TRUE | SOLARPHOTOVO
773 | IBRAN221 22.000-P | 1211 | 16.053 | 0 |  |  | 18.201 | 1 | FALSE |  | FALSE |  | TRUE | SOLARPHOTOVO | TRUE | SOLARPHOTOVO
774 | IBRAN221 22.000-Q | 1211 | 1.9703 | 0 |  |  | 2.9303 | 1 | FALSE |  | FALSE |  | TRUE | SOLARPHOTOVO | TRUE | SOLARPHOTOVO
775 | IKER 221 22.000-B | 1213 | 0 | 0 |  |  | 0.688 | 1 | FALSE |  | FALSE |  | TRUE | BATTERYSTRG | TRUE | BATTERYSTRG
776 | IKER 221 22.000-N | 1213 | 8.178 | 0 |  |  | 12.162 | 1 | FALSE |  | FALSE |  | TRUE | SOLARPHOTOVO | TRUE | SOLARPHOTOVO
777 | IKER 221 22.000-O | 1213 | 0.533 | 0 |  |  | 2.695 | 1 | FALSE |  | FALSE |  | TRUE | OTHERNONRES | TRUE | OTHERNONRES
778 | IKER 221 22.000-P | 1213 | 16.019 | 0 |  |  | 18.161 | 1 | FALSE |  | FALSE |  | TRUE | SOLARPHOTOVO | TRUE | SOLARPHOTOVO
779 | IKER 221 22.000-QP | 1213 | 3.795 | 0 |  |  | 5.644 | 1 | FALSE |  | FALSE |  | TRUE | SOLARPHOTOVO | TRUE | SOLARPHOTOVO
780 | IKER 221 22.000-V | 1213 | 1.874 | 0 |  |  | 2.625 | 1 | FALSE |  | FALSE |  | TRUE | HYDRORANPOND | TRUE | HYDRORANPOND
781 | IKES 221 22.000-W | 1215 | 26.32 | 3.566 |  |  | 34 | 0.85 | FALSE |  | FALSE |  | TRUE | WINDONSHORE | TRUE | WINDONSHORE
782 | INAL 61 6.0000-W | 1216 | 0.194 | 0 |  |  | 0.25 | 0.85 | FALSE |  | FALSE |  | TRUE | WINDONSHORE | TRUE | WINDONSHORE
783 | JBER 221 22.000-B | 1222 | 0 | 0 |  |  | 0.348 | 1 | FALSE |  | FALSE |  | TRUE | BATTERYSTRG | TRUE | BATTERYSTRG
784 | JBER 221 22.000-N | 1222 | 3.294 | 0 |  |  | 4.898 | 1 | FALSE |  | FALSE |  | TRUE | SOLARPHOTOVO | TRUE | SOLARPHOTOVO
785 | JBER 221 22.000-O | 1222 | 0.966 | 0 |  |  | 4.882 | 1 | FALSE |  | FALSE |  | TRUE | OTHERNONRES | TRUE | OTHERNONRES
786 | JBER 221 22.000-P | 1222 | 3.775 | 0 |  |  | 4.28 | 1 | FALSE |  | FALSE |  | TRUE | SOLARPHOTOVO | TRUE | SOLARPHOTOVO
787 | JBER 221 22.000-QP | 1222 | 4.935 | 0 |  |  | 7.339 | 1 | FALSE |  | FALSE |  | TRUE | SOLARPHOTOVO | TRUE | SOLARPHOTOVO
788 | JBER 221 22.000-W | 1222 | 0.619 | 0 |  |  | 0.8 | 0.85 | FALSE |  | FALSE |  | TRUE | WINDONSHORE | TRUE | WINDONSHORE
789 | JBER 222 22.000-B | 1223 | 0 | 0 |  |  | 0.779 | 1 | FALSE |  | FALSE |  | TRUE | BATTERYSTRG | TRUE | BATTERYSTRG
790 | JBER 222 22.000-N | 1223 | 7.365 | 0 |  |  | 10.952 | 1 | FALSE |  | FALSE |  | TRUE | SOLARPHOTOVO | TRUE | SOLARPHOTOVO
791 | JBER 222 22.000-P | 1223 | 8.441 | 0 |  |  | 9.57 | 1 | FALSE |  | FALSE |  | TRUE | SOLARPHOTOVO | TRUE | SOLARPHOTOVO
792 | JBER 222 22.000-QP | 1223 | 11.037 | 0 |  |  | 16.411 | 1 | FALSE |  | FALSE |  | TRUE | SOLARPHOTOVO | TRUE | SOLARPHOTOVO
793 | KANVM111 11.000-B | 1227 | 0 | 0 |  |  | 0.333 | 1 | FALSE |  | FALSE |  | TRUE | BATTERYSTRG | TRUE | BATTERYSTRG
794 | KANVM111 11.000-BT | 1227 | 0 | 0 |  |  | 0.033 | 1 | FALSE |  | FALSE |  | TRUE | BATTERYSTRG | TRUE | BATTERYSTRG
795 | KANVM111 11.000-N | 1227 | 3.857 | 0 |  |  | 5.735 | 1 | FALSE |  | FALSE |  | TRUE | SOLARPHOTOVO | TRUE | SOLARPHOTOVO
796 | KANVM111 11.000-O | 1227 | 0.278 | 0 |  |  | 1.403 | 1 | FALSE |  | FALSE |  | TRUE | OTHERNONRES | TRUE | OTHERNONRES
797 | KANVM111 11.000-QP | 1227 | 0.639 | 0 |  |  | 0.95 | 1 | FALSE |  | FALSE |  | TRUE | SOLARPHOTOVO | TRUE | SOLARPHOTOVO
798 | KAPM 11B 11.000-B | 1232 | 0 | 0 |  |  | 0.239 | 1 | FALSE |  | FALSE |  | TRUE | BATTERYSTRG | TRUE | BATTERYSTRG
799 | KAPM 11B 11.000-N | 1232 | 2.829 | 0 |  |  | 4.207 | 1 | FALSE |  | FALSE |  | TRUE | SOLARPHOTOVO | TRUE | SOLARPHOTOVO
800 | KAPM 11B 11.000-P | 1232 | 1.189 | 0 |  |  | 1.348 | 1 | FALSE |  | FALSE |  | TRUE | SOLARPHOTOVO | TRUE | SOLARPHOTOVO
801 | KAPM 11B 11.000-QP | 1232 | 0.872 | 0 |  |  | 1.297 | 1 | FALSE |  | FALSE |  | TRUE | SOLARPHOTOVO | TRUE | SOLARPHOTOVO
802 | KAPU 222 22.000-B | 1234 | 0 | 0 |  |  | 0.809 | 1 | FALSE |  | FALSE |  | TRUE | BATTERYSTRG | TRUE | BATTERYSTRG
803 | KAPU 222 22.000-N | 1234 | 9.619 | 0 |  |  | 14.305 | 1 | FALSE |  | FALSE |  | TRUE | SOLARPHOTOVO | TRUE | SOLARPHOTOVO
804 | KAPU 222 22.000-O | 1234 | 0.632 | 0 |  |  | 3.195 | 1 | FALSE |  | FALSE |  | TRUE | OTHERNONRES | TRUE | OTHERNONRES
805 | KAPU 222 22.000-P | 1234 | 11.55 | 0 |  |  | 13.095 | 1 | FALSE |  | FALSE |  | TRUE | SOLARPHOTOVO | TRUE | SOLARPHOTOVO
806 | KAPU 222 22.000-P1 | 1234 | 0.388 | 0 |  |  | 0.44 | 1 | FALSE |  | FALSE |  | TRUE | SOLARPHOTOVO | TRUE | SOLARPHOTOVO
807 | KAPU 222 22.000-QO | 1234 | 0.016 | 0 |  |  | 0.08 | 1 | FALSE |  | FALSE |  | TRUE | OTHERNONRES | TRUE | OTHERNONRES
808 | KAPU 222 22.000-QP | 1234 | 2.893 | 0 |  |  | 4.303 | 1 | FALSE |  | FALSE |  | TRUE | SOLARPHOTOVO | TRUE | SOLARPHOTOVO
809 | KAPU 222 22.000-R | 1234 | 0.219 | 0 |  |  | 0.524 | 1 | FALSE |  | FALSE |  | TRUE | OTHERRES | TRUE | OTHERRES
810 | KAPU 222 22.000-V | 1234 | 0.125 | 0 |  |  | 0.175 | 1 | FALSE |  | FALSE |  | TRUE | HYDRORANPOND | TRUE | HYDRORANPOND
811 | KAPV 221 22.000-B | 1235 | 0 | 0 |  |  | 0.883 | 1 | FALSE |  | FALSE |  | TRUE | BATTERYSTRG | TRUE | BATTERYSTRG
812 | KAPV 221 22.000-N | 1235 | 10.234 | 0 |  |  | 15.22 | 1 | FALSE |  | FALSE |  | TRUE | SOLARPHOTOVO | TRUE | SOLARPHOTOVO
813 | KAPV 221 22.000-O | 1235 | 1.54 | 0 |  |  | 7.788 | 1 | FALSE |  | FALSE |  | TRUE | OTHERNONRES | TRUE | OTHERNONRES
814 | KAPV 221 22.000-P | 1235 | 15.042 | 0 |  |  | 17.053 | 1 | FALSE |  | FALSE |  | TRUE | SOLARPHOTOVO | TRUE | SOLARPHOTOVO
815 | KAPV 221 22.000-QO | 1235 | 0.633 | 0 |  |  | 3.2 | 1 | FALSE |  | FALSE |  | TRUE | OTHERNONRES | TRUE | OTHERNONRES
816 | KAPV 221 22.000-QP | 1235 | 2.255 | 0 |  |  | 3.353 | 1 | FALSE |  | FALSE |  | TRUE | SOLARPHOTOVO | TRUE | SOLARPHOTOVO
817 | KAPV 221 22.000-QR | 1235 | 0.105 | 0 |  |  | 0.25 | 1 | FALSE |  | FALSE |  | TRUE | OTHERRES | TRUE | OTHERRES
818 | KAPV 223 22.000-B | 1237 | 0 | 0 |  |  | 0.883 | 1 | FALSE |  | FALSE |  | TRUE | BATTERYSTRG | TRUE | BATTERYSTRG
819 | KAPV 223 22.000-N | 1237 | 10.234 | 0 |  |  | 15.22 | 1 | FALSE |  | FALSE |  | TRUE | SOLARPHOTOVO | TRUE | SOLARPHOTOVO
820 | KAPV 223 22.000-P | 1237 | 15.042 | 0 |  |  | 17.053 | 1 | FALSE |  | FALSE |  | TRUE | SOLARPHOTOVO | TRUE | SOLARPHOTOVO
821 | KAPV 223 22.000-QP | 1237 | 2.255 | 0 |  |  | 3.353 | 1 | FALSE |  | FALSE |  | TRUE | SOLARPHOTOVO | TRUE | SOLARPHOTOVO
822 | KARCT221 22.000-B | 1240 | 0 | 0 |  |  | 0.915 | 1 | FALSE |  | FALSE |  | TRUE | BATTERYSTRG | TRUE | BATTERYSTRG
823 | KARCT221 22.000-G | 1240 | 0.328 | 0 |  |  | 2.07 | 1 | FALSE |  | FALSE |  | TRUE | GASCONVOLD1 | TRUE | GASCONVOLD1
824 | KARCT221 22.000-N | 1240 | 6.703 | 0 |  |  | 9.968 | 1 | FALSE |  | FALSE |  | TRUE | SOLARPHOTOVO | TRUE | SOLARPHOTOVO
825 | KARCT221 22.000-P | 1240 | 3.555 | 0 |  |  | 4.031 | 1 | FALSE |  | FALSE |  | TRUE | SOLARPHOTOVO | TRUE | SOLARPHOTOVO
826 | KARCT221 22.000-Q | 1240 | 5.1139 | 0 |  |  | 7.6047 | 1 | FALSE |  | FALSE |  | TRUE | SOLARPHOTOVO | TRUE | SOLARPHOTOVO
827 | KASP 221 22.000-P | 1242 | 17.632 | 0 |  |  | 19.99 | 1 | FALSE |  | FALSE |  | TRUE | SOLARPHOTOVO | TRUE | SOLARPHOTOVO
828 | KATO 11A 11.000-B | 1243 | 0 | 0 |  |  | 0.025 | 1 | FALSE |  | FALSE |  | TRUE | BATTERYSTRG | TRUE | BATTERYSTRG
829 | KATO 11A 11.000-N | 1243 | 0.297 | 0 |  |  | 0.442 | 1 | FALSE |  | FALSE |  | TRUE | SOLARPHOTOVO | TRUE | SOLARPHOTOVO
830 | KATO 11A 11.000-QP | 1243 | 0.418 | 0 |  |  | 0.622 | 1 | FALSE |  | FALSE |  | TRUE | SOLARPHOTOVO | TRUE | SOLARPHOTOVO
831 | KATO 11C 11.000-B | 1245 | 0 | 0 |  |  | 0.023 | 1 | FALSE |  | FALSE |  | TRUE | BATTERYSTRG | TRUE | BATTERYSTRG
832 | KATO 11C 11.000-N | 1245 | 0.271 | 0 |  |  | 0.404 | 1 | FALSE |  | FALSE |  | TRUE | SOLARPHOTOVO | TRUE | SOLARPHOTOVO
833 | KATO 11C 11.000-QP | 1245 | 0.382 | 0 |  |  | 0.568 | 1 | FALSE |  | FALSE |  | TRUE | SOLARPHOTOVO | TRUE | SOLARPHOTOVO
834 | KBAR 111 11.000-B | 1246 | 0 | 0 |  |  | 0.169 | 1 | FALSE |  | FALSE |  | TRUE | BATTERYSTRG | TRUE | BATTERYSTRG
835 | KBAR 111 11.000-N | 1246 | 1.603 | 0 |  |  | 2.384 | 1 | FALSE |  | FALSE |  | TRUE | SOLARPHOTOVO | TRUE | SOLARPHOTOVO
836 | KBAR 221 22.000-B | 1248 | 0 | 0 |  |  | 1.525 | 1 | FALSE |  | FALSE |  | TRUE | BATTERYSTRG | TRUE | BATTERYSTRG
837 | KBAR 221 22.000-N | 1248 | 14.429 | 0 |  |  | 21.456 | 1 | FALSE |  | FALSE |  | TRUE | SOLARPHOTOVO | TRUE | SOLARPHOTOVO
838 | KBAR 221 22.000-P | 1248 | 10.501 | 0 |  |  | 11.906 | 1 | FALSE |  | FALSE |  | TRUE | SOLARPHOTOVO | TRUE | SOLARPHOTOVO
839 | KBAR 221 22.000-QG | 1248 | 0.052 | 0 |  |  | 0.125 | 1 | FALSE |  | FALSE |  | TRUE | OTHERRES | TRUE | OTHERRES
840 | KBAR 221 22.000-QP | 1248 | 3.835 | 0 |  |  | 5.703 | 1 | FALSE |  | FALSE |  | TRUE | SOLARPHOTOVO | TRUE | SOLARPHOTOVO
841 | KBFU K61 6.0000-1 | 1250 | 0 | 0 |  |  | 4 | 1 | FALSE |  | FALSE |  | TRUE | OTHERNONRES | TRUE | OTHERNONRES
842 | KBFU K62 6.0000-2 | 1251 | 0 | 0 |  |  | 4 | 1 | FALSE |  | FALSE |  | TRUE | OTHERNONRES | TRUE | OTHERNONRES
843 | KBFU K63 6.0000-3 | 1252 | 0 | 0 |  |  | 4 | 1 | FALSE |  | FALSE |  | TRUE | OTHERNONRES | TRUE | OTHERNONRES
844 | KDUL 11A 11.000-B | 1253 | 0 | 0 |  |  | 0.594 | 1 | FALSE |  | FALSE |  | TRUE | BATTERYSTRG | TRUE | BATTERYSTRG
845 | KDUL 11A 11.000-N | 1253 | 7.032 | 0 |  |  | 10.457 | 1 | FALSE |  | FALSE |  | TRUE | SOLARPHOTOVO | TRUE | SOLARPHOTOVO
846 | KDUL 11A 11.000-P | 1253 | 1.596 | 0 |  |  | 1.81 | 1 | FALSE |  | FALSE |  | TRUE | SOLARPHOTOVO | TRUE | SOLARPHOTOVO
847 | KDUL 11A 11.000-QP | 1253 | 1.652 | 0 |  |  | 2.456 | 1 | FALSE |  | FALSE |  | TRUE | SOLARPHOTOVO | TRUE | SOLARPHOTOVO
848 | KDUL 11C 11.000-B | 1255 | 0 | 0 |  |  | 0.423 | 1 | FALSE |  | FALSE |  | TRUE | BATTERYSTRG | TRUE | BATTERYSTRG
849 | KDUL 11C 11.000-N | 1255 | 5.011 | 0 |  |  | 7.451 | 1 | FALSE |  | FALSE |  | TRUE | SOLARPHOTOVO | TRUE | SOLARPHOTOVO
850 | KDUL 11C 11.000-P | 1255 | 1.137 | 0 |  |  | 1.289 | 1 | FALSE |  | FALSE |  | TRUE | SOLARPHOTOVO | TRUE | SOLARPHOTOVO
851 | KDUL 11C 11.000-QP | 1255 | 1.177 | 0 |  |  | 1.75 | 1 | FALSE |  | FALSE |  | TRUE | SOLARPHOTOVO | TRUE | SOLARPHOTOVO
852 | KELG 6 6.0000-1 | 1257 | 2.812 | 0.844 |  |  | 6.25 | 1 | FALSE |  | FALSE |  | TRUE | OTHERNONRES | TRUE | OTHERNONRES
853 | KELG 6 6.0000-2 | 1257 | 2.812 | 0.844 |  |  | 6.25 | 1 | FALSE |  | FALSE |  | TRUE | OTHERNONRES | TRUE | OTHERNONRES
854 | KERT 11E 11.000-B | 1259 | 0 | 0 |  |  | 0.258 | 1 | FALSE |  | FALSE |  | TRUE | BATTERYSTRG | TRUE | BATTERYSTRG
855 | KERT 11E 11.000-N | 1259 | 2.99 | 0 |  |  | 4.446 | 1 | FALSE |  | FALSE |  | TRUE | SOLARPHOTOVO | TRUE | SOLARPHOTOVO
856 | KERT 11E 11.000-O | 1259 | 0.233 | 0 |  |  | 1.18 | 1 | FALSE |  | FALSE |  | TRUE | OTHERNONRES | TRUE | OTHERNONRES
857 | KERT 11E 11.000-P | 1259 | 4.377 | 0 |  |  | 4.962 | 1 | FALSE |  | FALSE |  | TRUE | SOLARPHOTOVO | TRUE | SOLARPHOTOVO
858 | KERT 11E 11.000-QP | 1259 | 3.123 | 0 |  |  | 4.644 | 1 | FALSE |  | FALSE |  | TRUE | SOLARPHOTOVO | TRUE | SOLARPHOTOVO
859 | KERT 22B 22.000-B | 1261 | 0 | 0 |  |  | 0.735 | 1 | FALSE |  | FALSE |  | TRUE | BATTERYSTRG | TRUE | BATTERYSTRG
860 | KERT 22B 22.000-N | 1261 | 8.514 | 0 |  |  | 12.661 | 1 | FALSE |  | FALSE |  | TRUE | SOLARPHOTOVO | TRUE | SOLARPHOTOVO
861 | KERT 22B 22.000-P | 1261 | 9.513 | 0 |  |  | 10.786 | 1 | FALSE |  | FALSE |  | TRUE | SOLARPHOTOVO | TRUE | SOLARPHOTOVO
862 | KERT 22B 22.000-QP | 1261 | 1.527 | 0 |  |  | 2.271 | 1 | FALSE |  | FALSE |  | TRUE | SOLARPHOTOVO | TRUE | SOLARPHOTOVO
863 | KERT 22C 22.000-B | 1262 | 0 | 0 |  |  | 0.735 | 1 | FALSE |  | FALSE |  | TRUE | BATTERYSTRG | TRUE | BATTERYSTRG
864 | KERT 22C 22.000-N | 1262 | 8.514 | 0 |  |  | 12.661 | 1 | FALSE |  | FALSE |  | TRUE | SOLARPHOTOVO | TRUE | SOLARPHOTOVO
865 | KERT 22C 22.000-P | 1262 | 9.513 | 0 |  |  | 10.786 | 1 | FALSE |  | FALSE |  | TRUE | SOLARPHOTOVO | TRUE | SOLARPHOTOVO
866 | KERT 22C 22.000-QP | 1262 | 1.527 | 0 |  |  | 2.271 | 1 | FALSE |  | FALSE |  | TRUE | SOLARPHOTOVO | TRUE | SOLARPHOTOVO
867 | KERT 22C 22.000-R | 1262 | 0.475 | 0 |  |  | 1.137 | 1 | FALSE |  | FALSE |  | TRUE | OTHERRES | TRUE | OTHERRES
868 | KESZ 221 22.000-B | 1263 | 0 | 0 |  |  | 0.904 | 1 | FALSE |  | FALSE |  | TRUE | BATTERYSTRG | TRUE | BATTERYSTRG
869 | KESZ 221 22.000-N | 1263 | 10.473 | 0 |  |  | 15.574 | 1 | FALSE |  | FALSE |  | TRUE | SOLARPHOTOVO | TRUE | SOLARPHOTOVO
870 | KESZ 221 22.000-P | 1263 | 4.367 | 0 |  |  | 4.951 | 1 | FALSE |  | FALSE |  | TRUE | SOLARPHOTOVO | TRUE | SOLARPHOTOVO
871 | KESZ 221 22.000-QP | 1263 | 1.46 | 0 |  |  | 2.172 | 1 | FALSE |  | FALSE |  | TRUE | SOLARPHOTOVO | TRUE | SOLARPHOTOVO
872 | KESZ 222 22.000-B | 1264 | 0 | 0 |  |  | 0.904 | 1 | FALSE |  | FALSE |  | TRUE | BATTERYSTRG | TRUE | BATTERYSTRG
873 | KESZ 222 22.000-N | 1264 | 10.473 | 0 |  |  | 15.574 | 1 | FALSE |  | FALSE |  | TRUE | SOLARPHOTOVO | TRUE | SOLARPHOTOVO
874 | KESZ 222 22.000-P | 1264 | 4.367 | 0 |  |  | 4.951 | 1 | FALSE |  | FALSE |  | TRUE | SOLARPHOTOVO | TRUE | SOLARPHOTOVO
875 | KESZ 222 22.000-QO | 1264 | 0.087 | 0 |  |  | 0.44 | 1 | FALSE |  | FALSE |  | TRUE | OTHERNONRES | TRUE | OTHERNONRES
876 | KESZ 222 22.000-QP | 1264 | 1.46 | 0 |  |  | 2.172 | 1 | FALSE |  | FALSE |  | TRUE | SOLARPHOTOVO | TRUE | SOLARPHOTOVO
877 | KFAL 222 22.000-B | 1267 | 0 | 0 |  |  | 1.614 | 1 | FALSE |  | FALSE |  | TRUE | BATTERYSTRG | TRUE | BATTERYSTRG
878 | KFAL 222 22.000-N | 1267 | 15.27 | 0 |  |  | 22.706 | 1 | FALSE |  | FALSE |  | TRUE | SOLARPHOTOVO | TRUE | SOLARPHOTOVO
879 | KFAL 222 22.000-O | 1267 | 0.224 | 0 |  |  | 1.131 | 1 | FALSE |  | FALSE |  | TRUE | OTHERNONRES | TRUE | OTHERNONRES
880 | KFAL 222 22.000-P | 1267 | 12.877 | 0 |  |  | 14.599 | 1 | FALSE |  | FALSE |  | TRUE | SOLARPHOTOVO | TRUE | SOLARPHOTOVO
881 | KFAL 222 22.000-P1 | 1267 | 0 | 0 |  |  | 0.499 | 1 | FALSE |  | FALSE |  | TRUE | SOLARPHOTOVO | TRUE | SOLARPHOTOVO
882 | KFAL 222 22.000-P5 | 1267 | 0 | 0 |  |  | 0.998 | 1 | FALSE |  | FALSE |  | TRUE | SOLARPHOTOVO | TRUE | SOLARPHOTOVO
883 | KFAL 222 22.000-QP | 1267 | 3.336 | 0 |  |  | 4.96 | 1 | FALSE |  | FALSE |  | TRUE | SOLARPHOTOVO | TRUE | SOLARPHOTOVO
884 | KFOL 11A 11.000-B | 1268 | 0 | 0 |  |  | 0.203 | 1 | FALSE |  | FALSE |  | TRUE | BATTERYSTRG | TRUE | BATTERYSTRG
885 | KFOL 11A 11.000-N | 1268 | 2.405 | 0 |  |  | 3.576 | 1 | FALSE |  | FALSE |  | TRUE | SOLARPHOTOVO | TRUE | SOLARPHOTOVO
886 | KFOL 11A 11.000-P | 1268 | 0.044 | 0 |  |  | 0.05 | 1 | FALSE |  | FALSE |  | TRUE | SOLARPHOTOVO | TRUE | SOLARPHOTOVO
887 | KFOL 11A 11.000-QP | 1268 | 1.268 | 0 |  |  | 1.885 | 1 | FALSE |  | FALSE |  | TRUE | SOLARPHOTOVO | TRUE | SOLARPHOTOVO
888 | KIGC 221 22.000-WC | 1272 | 34.061 | -1.125 |  |  | 44 | 0.85 | FALSE |  | FALSE |  | TRUE | WINDONSHORE | TRUE | WINDONSHORE
889 | KIGM 221 22.000-B | 1273 | 0 | 0 |  |  | 0.287 | 1 | FALSE |  | FALSE |  | TRUE | BATTERYSTRG | TRUE | BATTERYSTRG
890 | KIGM 221 22.000-N | 1273 | 3.409 | 0 |  |  | 5.07 | 1 | FALSE |  | FALSE |  | TRUE | SOLARPHOTOVO | TRUE | SOLARPHOTOVO
891 | KIGM 221 22.000-P | 1273 | 1.379 | 0 |  |  | 1.564 | 1 | FALSE |  | FALSE |  | TRUE | SOLARPHOTOVO | TRUE | SOLARPHOTOVO
892 | KIGM 221 22.000-QP | 1273 | 3.332 | 0 |  |  | 4.955 | 1 | FALSE |  | FALSE |  | TRUE | SOLARPHOTOVO | TRUE | SOLARPHOTOVO
893 | KIGM 221 22.000-R | 1273 | 0.109 | 0 |  |  | 0.262 | 1 | FALSE |  | FALSE |  | TRUE | OTHERRES | TRUE | OTHERRES
894 | KIGM 221 22.000-W | 1273 | 1.548 | 0 |  |  | 2 | 0.85 | FALSE |  | FALSE |  | TRUE | WINDONSHORE | TRUE | WINDONSHORE
895 | KIGM 222 22.000-B | 1274 | 0 | 0 |  |  | 0.287 | 1 | FALSE |  | FALSE |  | TRUE | BATTERYSTRG | TRUE | BATTERYSTRG
896 | KIGM 222 22.000-BT | 1274 | 0 | 0 |  |  | 0.071 | 1 | FALSE |  | FALSE |  | TRUE | BATTERYSTRG | TRUE | BATTERYSTRG
897 | KIGM 222 22.000-N | 1274 | 3.409 | 0 |  |  | 5.07 | 1 | FALSE |  | FALSE |  | TRUE | SOLARPHOTOVO | TRUE | SOLARPHOTOVO
898 | KIGM 222 22.000-P | 1274 | 1.379 | 0 |  |  | 1.564 | 1 | FALSE |  | FALSE |  | TRUE | SOLARPHOTOVO | TRUE | SOLARPHOTOVO
899 | KIGM 222 22.000-QP | 1274 | 3.332 | 0 |  |  | 4.955 | 1 | FALSE |  | FALSE |  | TRUE | SOLARPHOTOVO | TRUE | SOLARPHOTOVO
900 | KIGM 222 22.000-R | 1274 | 0.109 | 0 |  |  | 0.262 | 1 | FALSE |  | FALSE |  | TRUE | OTHERRES | TRUE | OTHERRES
901 | KIGM 222 22.000-W | 1274 | 1.548 | 0 |  |  | 2 | 0.85 | FALSE |  | FALSE |  | TRUE | WINDONSHORE | TRUE | WINDONSHORE
902 | KIML 22A 22.000-B | 1275 | 0 | 0 |  |  | 0.482 | 1 | FALSE |  | FALSE |  | TRUE | BATTERYSTRG | TRUE | BATTERYSTRG
903 | KIML 22A 22.000-N | 1275 | 5.727 | 0 |  |  | 8.517 | 1 | FALSE |  | FALSE |  | TRUE | SOLARPHOTOVO | TRUE | SOLARPHOTOVO
904 | KIML 22A 22.000-P | 1275 | 12.399 | 0 |  |  | 14.057 | 1 | FALSE |  | FALSE |  | TRUE | SOLARPHOTOVO | TRUE | SOLARPHOTOVO
905 | KIML 22A 22.000-P1 | 1275 | 3.44 | 0 |  |  | 3.9 | 1 | FALSE |  | FALSE |  | TRUE | SOLARPHOTOVO | TRUE | SOLARPHOTOVO
906 | KIML 22A 22.000-QP | 1275 | 1.335 | 0 |  |  | 1.985 | 1 | FALSE |  | FALSE |  | TRUE | SOLARPHOTOVO | TRUE | SOLARPHOTOVO
907 | KIML 22A 22.000-W | 1275 | 4.335 | 0 |  |  | 5.6 | 0.85 | FALSE |  | FALSE |  | TRUE | WINDONSHORE | TRUE | WINDONSHORE
908 | KIRE 11A 11.000-P | 1279 | 17.641 | 0 |  |  | 20 | 1 | FALSE |  | FALSE |  | TRUE | SOLARPHOTOVO | TRUE | SOLARPHOTOVO
909 | KISP 11A 11.000-B | 1281 | 0 | 0 |  |  | 0.102 | 1 | FALSE |  | FALSE |  | TRUE | BATTERYSTRG | TRUE | BATTERYSTRG
910 | KISP 11A 11.000-N | 1281 | 1.21 | 0 |  |  | 1.8 | 1 | FALSE |  | FALSE |  | TRUE | SOLARPHOTOVO | TRUE | SOLARPHOTOVO
911 | KISP 11A 11.000-QP | 1281 | 0.93 | 0 |  |  | 1.383 | 1 | FALSE |  | FALSE |  | TRUE | SOLARPHOTOVO | TRUE | SOLARPHOTOVO
912 | KISP 11B 11.000-B | 1282 | 0 | 0 |  |  | 0.102 | 1 | FALSE |  | FALSE |  | TRUE | BATTERYSTRG | TRUE | BATTERYSTRG
913 | KISP 11B 11.000-N | 1282 | 1.21 | 0 |  |  | 1.8 | 1 | FALSE |  | FALSE |  | TRUE | SOLARPHOTOVO | TRUE | SOLARPHOTOVO
914 | KISP 11B 11.000-QP | 1282 | 0.93 | 0 |  |  | 1.383 | 1 | FALSE |  | FALSE |  | TRUE | SOLARPHOTOVO | TRUE | SOLARPHOTOVO
915 | KISVT221 22.000-B | 1285 | 0 | 0 |  |  | 1.408 | 1 | FALSE |  | FALSE |  | TRUE | BATTERYSTRG | TRUE | BATTERYSTRG
916 | KISVT221 22.000-N | 1285 | 10.314 | 0 |  |  | 15.338 | 1 | FALSE |  | FALSE |  | TRUE | SOLARPHOTOVO | TRUE | SOLARPHOTOVO
917 | KISVT221 22.000-P | 1285 | 26.63 | 0 |  |  | 30.192 | 1 | FALSE |  | FALSE |  | TRUE | SOLARPHOTOVO | TRUE | SOLARPHOTOVO
918 | KISVT221 22.000-Q | 1285 | 11.6321 | 0 |  |  | 17.2981 | 1 | FALSE |  | FALSE |  | TRUE | SOLARPHOTOVO | TRUE | SOLARPHOTOVO
919 | KOBA 11A 11.000-B | 1287 | 0 | 0 |  |  | 0.176 | 1 | FALSE |  | FALSE |  | TRUE | BATTERYSTRG | TRUE | BATTERYSTRG
920 | KOBA 11A 11.000-N | 1287 | 2.081 | 0 |  |  | 3.095 | 1 | FALSE |  | FALSE |  | TRUE | SOLARPHOTOVO | TRUE | SOLARPHOTOVO
921 | KOBA 11A 11.000-P | 1287 | 0.042 | 0 |  |  | 0.047 | 1 | FALSE |  | FALSE |  | TRUE | SOLARPHOTOVO | TRUE | SOLARPHOTOVO
922 | KOBA 11A 11.000-QO | 1287 | 0.45 | 0 |  |  | 0.5 | 1 | FALSE |  | FALSE |  | TRUE | OTHERNONRES | TRUE | OTHERNONRES
923 | KOBA 11A 11.000-QP | 1287 | 2.862 | 0 |  |  | 4.256 | 1 | FALSE |  | FALSE |  | TRUE | SOLARPHOTOVO | TRUE | SOLARPHOTOVO
924 | KOBA 11C 11.000-B | 1288 | 0 | 0 |  |  | 0.182 | 1 | FALSE |  | FALSE |  | TRUE | BATTERYSTRG | TRUE | BATTERYSTRG
925 | KOBA 11C 11.000-N | 1288 | 2.157 | 0 |  |  | 3.207 | 1 | FALSE |  | FALSE |  | TRUE | SOLARPHOTOVO | TRUE | SOLARPHOTOVO
926 | KOBA 11C 11.000-P | 1288 | 0.043 | 0 |  |  | 0.049 | 1 | FALSE |  | FALSE |  | TRUE | SOLARPHOTOVO | TRUE | SOLARPHOTOVO
927 | KOBA 11C 11.000-QP | 1288 | 2.966 | 0 |  |  | 4.41 | 1 | FALSE |  | FALSE |  | TRUE | SOLARPHOTOVO | TRUE | SOLARPHOTOVO
928 | KOHE 11 11.000-1 | 1289 | 2.655 | 0.797 |  |  | 5.9 | 1 | FALSE |  | FALSE |  | TRUE | OTHERNONRES | TRUE | OTHERNONRES
929 | KOHE 11 11.000-2 | 1289 | 2.655 | 0.797 |  |  | 5.9 | 1 | FALSE |  | FALSE |  | TRUE | OTHERNONRES | TRUE | OTHERNONRES
930 | KOHE 11 11.000-3 | 1289 | 2.655 | 0.797 |  |  | 5.9 | 1 | FALSE |  | FALSE |  | TRUE | OTHERNONRES | TRUE | OTHERNONRES
931 | KOIP 221 22.000-P | 1290 | 17.597 | 0 |  |  | 19.95 | 1 | FALSE |  | FALSE |  | TRUE | SOLARPHOTOVO | TRUE | SOLARPHOTOVO
932 | KOMA 221 22.000-B | 1291 | 0 | 0 |  |  | 0.193 | 1 | FALSE |  | FALSE |  | TRUE | BATTERYSTRG | TRUE | BATTERYSTRG
933 | KOMA 221 22.000-N | 1291 | 2.3 | 0 |  |  | 3.421 | 1 | FALSE |  | FALSE |  | TRUE | SOLARPHOTOVO | TRUE | SOLARPHOTOVO
934 | KOMA 221 22.000-P | 1291 | 1.977 | 0 |  |  | 2.241 | 1 | FALSE |  | FALSE |  | TRUE | SOLARPHOTOVO | TRUE | SOLARPHOTOVO
935 | KOMA 221 22.000-QP | 1291 | 1.646 | 0 |  |  | 2.447 | 1 | FALSE |  | FALSE |  | TRUE | SOLARPHOTOVO | TRUE | SOLARPHOTOVO
936 | KOMA 223 22.000-B | 1292 | 0 | 0 |  |  | 0.193 | 1 | FALSE |  | FALSE |  | TRUE | BATTERYSTRG | TRUE | BATTERYSTRG
937 | KOMA 223 22.000-N | 1292 | 2.3 | 0 |  |  | 3.421 | 1 | FALSE |  | FALSE |  | TRUE | SOLARPHOTOVO | TRUE | SOLARPHOTOVO
938 | KOMA 223 22.000-P | 1292 | 1.977 | 0 |  |  | 2.241 | 1 | FALSE |  | FALSE |  | TRUE | SOLARPHOTOVO | TRUE | SOLARPHOTOVO
939 | KOMA 223 22.000-QP | 1292 | 1.646 | 0 |  |  | 2.447 | 1 | FALSE |  | FALSE |  | TRUE | SOLARPHOTOVO | TRUE | SOLARPHOTOVO
940 | KOML 221 22.000-B | 1293 | 0 | 0 |  |  | 0.348 | 1 | FALSE |  | FALSE |  | TRUE | BATTERYSTRG | TRUE | BATTERYSTRG
941 | KOML 221 22.000-N | 1293 | 4.034 | 0 |  |  | 5.999 | 1 | FALSE |  | FALSE |  | TRUE | SOLARPHOTOVO | TRUE | SOLARPHOTOVO
942 | KOML 221 22.000-P | 1293 | 7.439 | 0 |  |  | 8.434 | 1 | FALSE |  | FALSE |  | TRUE | SOLARPHOTOVO | TRUE | SOLARPHOTOVO
943 | KOML 221 22.000-QP | 1293 | 0.995 | 0 |  |  | 1.48 | 1 | FALSE |  | FALSE |  | TRUE | SOLARPHOTOVO | TRUE | SOLARPHOTOVO
944 | KOML 222 22.000-B | 1294 | 0 | 0 |  |  | 0.348 | 1 | FALSE |  | FALSE |  | TRUE | BATTERYSTRG | TRUE | BATTERYSTRG
945 | KOML 222 22.000-N | 1294 | 4.034 | 0 |  |  | 5.999 | 1 | FALSE |  | FALSE |  | TRUE | SOLARPHOTOVO | TRUE | SOLARPHOTOVO
946 | KOML 222 22.000-P | 1294 | 7.439 | 0 |  |  | 8.434 | 1 | FALSE |  | FALSE |  | TRUE | SOLARPHOTOVO | TRUE | SOLARPHOTOVO
947 | KOML 222 22.000-QP | 1294 | 0.995 | 0 |  |  | 1.48 | 1 | FALSE |  | FALSE |  | TRUE | SOLARPHOTOVO | TRUE | SOLARPHOTOVO
948 | KOML 351 35.000-O | 1295 | 1.237 | 0 |  |  | 6.256 | 1 | FALSE |  | FALSE |  | TRUE | OTHERNONRES | TRUE | OTHERNONRES
949 | KORE 221 22.000-B | 1300 | 0 | 0 |  |  | 0.103 | 1 | FALSE |  | FALSE |  | TRUE | BATTERYSTRG | TRUE | BATTERYSTRG
950 | KORE 221 22.000-N | 1300 | 0.978 | 0 |  |  | 1.455 | 1 | FALSE |  | FALSE |  | TRUE | SOLARPHOTOVO | TRUE | SOLARPHOTOVO
951 | KORE 221 22.000-P | 1300 | 1.346 | 0 |  |  | 1.526 | 1 | FALSE |  | FALSE |  | TRUE | SOLARPHOTOVO | TRUE | SOLARPHOTOVO
952 | KORE 221 22.000-QP | 1300 | 0.101 | 0 |  |  | 0.15 | 1 | FALSE |  | FALSE |  | TRUE | SOLARPHOTOVO | TRUE | SOLARPHOTOVO
953 | KORE 222 22.000-B | 1301 | 0 | 0 |  |  | 0.15 | 1 | FALSE |  | FALSE |  | TRUE | BATTERYSTRG | TRUE | BATTERYSTRG
954 | KORE 222 22.000-N | 1301 | 1.419 | 0 |  |  | 2.111 | 1 | FALSE |  | FALSE |  | TRUE | SOLARPHOTOVO | TRUE | SOLARPHOTOVO
955 | KORE 222 22.000-P | 1301 | 1.952 | 0 |  |  | 2.213 | 1 | FALSE |  | FALSE |  | TRUE | SOLARPHOTOVO | TRUE | SOLARPHOTOVO
956 | KORE 222 22.000-QP | 1301 | 0.146 | 0 |  |  | 0.217 | 1 | FALSE |  | FALSE |  | TRUE | SOLARPHOTOVO | TRUE | SOLARPHOTOVO
957 | KORE 251 2.5000-V1 | 1302 | 5.2 | 0 |  |  | 7 | 1 | FALSE |  | FALSE |  | TRUE | OTHERNONRES | TRUE | OTHERNONRES
958 | KORE 251 2.5000-V2 | 1302 | 5.2 | 0 |  |  | 7 | 1 | FALSE |  | FALSE |  | TRUE | OTHERNONRES | TRUE | OTHERNONRES
959 | KORE 252 2.5000-V3 | 1303 | 5 | 0.1 |  |  | 7 | 1 | FALSE |  | FALSE |  | TRUE | OTHERNONRES | TRUE | OTHERNONRES
960 | KORE 252 2.5000-V4 | 1303 | 5 | 0.1 |  |  | 7 | 1 | FALSE |  | FALSE |  | TRUE | OTHERNONRES | TRUE | OTHERNONRES
961 | KORM 221 22.000-B | 1304 | 0 | 0 |  |  | 0.796 | 1 | FALSE |  | FALSE |  | TRUE | BATTERYSTRG | TRUE | BATTERYSTRG
962 | KORM 221 22.000-N | 1304 | 9.464 | 0 |  |  | 14.073 | 1 | FALSE |  | FALSE |  | TRUE | SOLARPHOTOVO | TRUE | SOLARPHOTOVO
963 | KORM 221 22.000-O | 1304 | 0.211 | 0 |  |  | 1.065 | 1 | FALSE |  | FALSE |  | TRUE | OTHERNONRES | TRUE | OTHERNONRES
964 | KORM 221 22.000-P | 1304 | 14.064 | 0 |  |  | 15.945 | 1 | FALSE |  | FALSE |  | TRUE | SOLARPHOTOVO | TRUE | SOLARPHOTOVO
965 | KORM 221 22.000-QP | 1304 | 2.747 | 0 |  |  | 4.085 | 1 | FALSE |  | FALSE |  | TRUE | SOLARPHOTOVO | TRUE | SOLARPHOTOVO
966 | KORM 221 22.000-V | 1304 | 0.371 | 0 |  |  | 0.52 | 1 | FALSE |  | FALSE |  | TRUE | HYDRORANPOND | TRUE | HYDRORANPOND
967 | KOTE 11A 11.000-B | 1307 | 0 | 0 |  |  | 0.05 | 1 | FALSE |  | FALSE |  | TRUE | BATTERYSTRG | TRUE | BATTERYSTRG
968 | KOTE 11A 11.000-N | 1307 | 0.588 | 0 |  |  | 0.874 | 1 | FALSE |  | FALSE |  | TRUE | SOLARPHOTOVO | TRUE | SOLARPHOTOVO
969 | KOTE 11A 11.000-QP | 1307 | 0.318 | 0 |  |  | 0.473 | 1 | FALSE |  | FALSE |  | TRUE | SOLARPHOTOVO | TRUE | SOLARPHOTOVO
970 | KOTE 11B 11.000-B | 1308 | 0 | 0 |  |  | 0.041 | 1 | FALSE |  | FALSE |  | TRUE | BATTERYSTRG | TRUE | BATTERYSTRG
971 | KOTE 11B 11.000-N | 1308 | 0.482 | 0 |  |  | 0.717 | 1 | FALSE |  | FALSE |  | TRUE | SOLARPHOTOVO | TRUE | SOLARPHOTOVO
972 | KOTE 11B 11.000-QP | 1308 | 0.261 | 0 |  |  | 0.388 | 1 | FALSE |  | FALSE |  | TRUE | SOLARPHOTOVO | TRUE | SOLARPHOTOVO
973 | KPVK 22K 22.000-P | 1309 | 46.677 | 0 |  |  | 52.92 | 1 | FALSE |  | FALSE |  | TRUE | SOLARPHOTOVO | TRUE | SOLARPHOTOVO
974 | KPVK 22N 22.000-P | 1310 | 46.677 | 0 |  |  | 52.92 | 1 | FALSE |  | FALSE |  | TRUE | SOLARPHOTOVO | TRUE | SOLARPHOTOVO
975 | KSZE 221 22.000-B | 1311 | 0 | 0 |  |  | 0.676 | 1 | FALSE |  | FALSE |  | TRUE | BATTERYSTRG | TRUE | BATTERYSTRG
976 | KSZE 221 22.000-N | 1311 | 8.04 | 0 |  |  | 11.957 | 1 | FALSE |  | FALSE |  | TRUE | SOLARPHOTOVO | TRUE | SOLARPHOTOVO
977 | KSZE 221 22.000-O | 1311 | 0.052 | 0 |  |  | 0.264 | 1 | FALSE |  | FALSE |  | TRUE | OTHERNONRES | TRUE | OTHERNONRES
978 | KSZE 221 22.000-P | 1311 | 8.801 | 0 |  |  | 9.978 | 1 | FALSE |  | FALSE |  | TRUE | SOLARPHOTOVO | TRUE | SOLARPHOTOVO
979 | KSZE 221 22.000-QP | 1311 | 1.39 | 0 |  |  | 2.067 | 1 | FALSE |  | FALSE |  | TRUE | SOLARPHOTOVO | TRUE | SOLARPHOTOVO
980 | KSZE 221 22.000-V | 1311 | 0.067 | 0 |  |  | 0.094 | 1 | FALSE |  | FALSE |  | TRUE | HYDRORANPOND | TRUE | HYDRORANPOND
981 | KUNSZ221 22.000-B | 1313 | 0 | 0 |  |  | 0.394 | 1 | FALSE |  | FALSE |  | TRUE | BATTERYSTRG | TRUE | BATTERYSTRG
982 | KUNSZ221 22.000-N | 1313 | 2.886 | 0 |  |  | 4.292 | 1 | FALSE |  | FALSE |  | TRUE | SOLARPHOTOVO | TRUE | SOLARPHOTOVO
983 | KUNSZ221 22.000-P | 1313 | 11.448 | 0 |  |  | 12.979 | 1 | FALSE |  | FALSE |  | TRUE | SOLARPHOTOVO | TRUE | SOLARPHOTOVO
984 | KUNSZ221 22.000-Q | 1313 | 2.5365 | 0 |  |  | 3.7719 | 1 | FALSE |  | FALSE |  | TRUE | SOLARPHOTOVO | TRUE | SOLARPHOTOVO
985 | KVSZ 351 35.000-P | 1315 | 17.293 | 0 |  |  | 19.606 | 1 | FALSE |  | FALSE |  | TRUE | SOLARPHOTOVO | TRUE | SOLARPHOTOVO
986 | LACZ 111 11.000-B | 1318 | 0 | 0 |  |  | 0.034 | 1 | FALSE |  | FALSE |  | TRUE | BATTERYSTRG | TRUE | BATTERYSTRG
987 | LACZ 111 11.000-N | 1318 | 0.397 | 0 |  |  | 0.591 | 1 | FALSE |  | FALSE |  | TRUE | SOLARPHOTOVO | TRUE | SOLARPHOTOVO
988 | LACZ 111 11.000-QP | 1318 | 0.821 | 0 |  |  | 1.22 | 1 | FALSE |  | FALSE |  | TRUE | SOLARPHOTOVO | TRUE | SOLARPHOTOVO
989 | LACZ 111 11.000-V | 1318 | 1.428 | 0 |  |  | 2 | 1 | FALSE |  | FALSE |  | TRUE | HYDRORANPOND | TRUE | HYDRORANPOND
990 | LAGY 11A 11.000-B | 1319 | 0 | 0 |  |  | 0.12 | 1 | FALSE |  | FALSE |  | TRUE | BATTERYSTRG | TRUE | BATTERYSTRG
991 | LAGY 11A 11.000-N | 1319 | 1.423 | 0 |  |  | 2.116 | 1 | FALSE |  | FALSE |  | TRUE | SOLARPHOTOVO | TRUE | SOLARPHOTOVO
992 | LAGY 11A 11.000-P | 1319 | 0.044 | 0 |  |  | 0.05 | 1 | FALSE |  | FALSE |  | TRUE | SOLARPHOTOVO | TRUE | SOLARPHOTOVO
993 | LAGY 11A 11.000-QP | 1319 | 1.012 | 0 |  |  | 1.504 | 1 | FALSE |  | FALSE |  | TRUE | SOLARPHOTOVO | TRUE | SOLARPHOTOVO
994 | LAGY 11B 11.000-B | 1320 | 0 | 0 |  |  | 0.12 | 1 | FALSE |  | FALSE |  | TRUE | BATTERYSTRG | TRUE | BATTERYSTRG
995 | LAGY 11B 11.000-N | 1320 | 1.418 | 0 |  |  | 2.108 | 1 | FALSE |  | FALSE |  | TRUE | SOLARPHOTOVO | TRUE | SOLARPHOTOVO
996 | LAGY 11B 11.000-P | 1320 | 0.044 | 0 |  |  | 0.05 | 1 | FALSE |  | FALSE |  | TRUE | SOLARPHOTOVO | TRUE | SOLARPHOTOVO
997 | LAGY 11B 11.000-QP | 1320 | 1.007 | 0 |  |  | 1.498 | 1 | FALSE |  | FALSE |  | TRUE | SOLARPHOTOVO | TRUE | SOLARPHOTOVO
998 | LAKE 11 11.000-1 | 1321 | 1.08 | 0.324 |  |  | 2.4 | 1 | FALSE |  | FALSE |  | TRUE | OTHERNONRES | TRUE | OTHERNONRES
999 | LAKE 11 11.000-2 | 1321 | 1.08 | 0.324 |  |  | 2.4 | 1 | FALSE |  | FALSE |  | TRUE | OTHERNONRES | TRUE | OTHERNONRES
1000 | LENT 22B 22.000-B | 1323 | 0 | 0 |  |  | 0.229 | 1 | FALSE |  | FALSE |  | TRUE | BATTERYSTRG | TRUE | BATTERYSTRG
1001 | LENT 22B 22.000-N | 1323 | 2.725 | 0 |  |  | 4.052 | 1 | FALSE |  | FALSE |  | TRUE | SOLARPHOTOVO | TRUE | SOLARPHOTOVO
1002 | LENT 22B 22.000-P | 1323 | 2.182 | 0 |  |  | 2.474 | 1 | FALSE |  | FALSE |  | TRUE | SOLARPHOTOVO | TRUE | SOLARPHOTOVO
1003 | LENT 22B 22.000-P1 | 1323 | 0.706 | 0 |  |  | 0.8 | 1 | FALSE |  | FALSE |  | TRUE | SOLARPHOTOVO | TRUE | SOLARPHOTOVO
1004 | LENT 22B 22.000-QP | 1323 | 1.503 | 0 |  |  | 2.235 | 1 | FALSE |  | FALSE |  | TRUE | SOLARPHOTOVO | TRUE | SOLARPHOTOVO
1005 | LETA 22A 22.000-B | 1326 | 0 | 0 |  |  | 0.998 | 1 | FALSE |  | FALSE |  | TRUE | BATTERYSTRG | TRUE | BATTERYSTRG
1006 | LETA 22A 22.000-N | 1326 | 7.314 | 0 |  |  | 10.877 | 1 | FALSE |  | FALSE |  | TRUE | SOLARPHOTOVO | TRUE | SOLARPHOTOVO
1007 | LETA 22A 22.000-P | 1326 | 13.825 | 0 |  |  | 15.674 | 1 | FALSE |  | FALSE |  | TRUE | SOLARPHOTOVO | TRUE | SOLARPHOTOVO
1008 | LETA 22A 22.000-Q | 1326 | 2.765 | 0 |  |  | 4.1118 | 1 | FALSE |  | FALSE |  | TRUE | SOLARPHOTOVO | TRUE | SOLARPHOTOVO
1009 | LITR 223 22.000-B | 1329 | 0 | 0 |  |  | 0.51 | 1 | FALSE |  | FALSE |  | TRUE | BATTERYSTRG | TRUE | BATTERYSTRG
1010 | LITR 223 22.000-N | 1329 | 6.058 | 0 |  |  | 9.008 | 1 | FALSE |  | FALSE |  | TRUE | SOLARPHOTOVO | TRUE | SOLARPHOTOVO
1011 | LITR 223 22.000-P | 1329 | 3.143 | 0 |  |  | 3.564 | 1 | FALSE |  | FALSE |  | TRUE | SOLARPHOTOVO | TRUE | SOLARPHOTOVO
1012 | LITR 223 22.000-QP | 1329 | 3.145 | 0 |  |  | 4.677 | 1 | FALSE |  | FALSE |  | TRUE | SOLARPHOTOVO | TRUE | SOLARPHOTOVO
1013 | LITR 351 35.000-B | 1330 | 0 | 0 |  |  | 0.144 | 1 | FALSE |  | FALSE |  | TRUE | BATTERYSTRG | TRUE | BATTERYSTRG
1014 | LITR 351 35.000-N | 1330 | 1.716 | 0 |  |  | 2.551 | 1 | FALSE |  | FALSE |  | TRUE | SOLARPHOTOVO | TRUE | SOLARPHOTOVO
1015 | LITR 351 35.000-P | 1330 | 0.968 | 0 |  |  | 1.097 | 1 | FALSE |  | FALSE |  | TRUE | SOLARPHOTOVO | TRUE | SOLARPHOTOVO
1016 | LITR 351 35.000-QP | 1330 | 0.721 | 0 |  |  | 1.073 | 1 | FALSE |  | FALSE |  | TRUE | SOLARPHOTOVO | TRUE | SOLARPHOTOVO
1017 | LITR 353 35.000-B | 1332 | 0 | 0 |  |  | 0.144 | 1 | FALSE |  | FALSE |  | TRUE | BATTERYSTRG | TRUE | BATTERYSTRG
1018 | LITR 353 35.000-N | 1332 | 1.716 | 0 |  |  | 2.551 | 1 | FALSE |  | FALSE |  | TRUE | SOLARPHOTOVO | TRUE | SOLARPHOTOVO
1019 | LITR 353 35.000-QP | 1332 | 0.721 | 0 |  |  | 1.073 | 1 | FALSE |  | FALSE |  | TRUE | SOLARPHOTOVO | TRUE | SOLARPHOTOVO
1020 | LORI 221 22.000-B | 1333 | 0 | 0 |  |  | 1.267 | 1 | FALSE |  | FALSE |  | TRUE | BATTERYSTRG | TRUE | BATTERYSTRG
1021 | LORI 221 22.000-N | 1333 | 11.989 | 0 |  |  | 17.827 | 1 | FALSE |  | FALSE |  | TRUE | SOLARPHOTOVO | TRUE | SOLARPHOTOVO
1022 | LORI 221 22.000-P | 1333 | 10.768 | 0 |  |  | 12.209 | 1 | FALSE |  | FALSE |  | TRUE | SOLARPHOTOVO | TRUE | SOLARPHOTOVO
1023 | LORI 221 22.000-QP | 1333 | 8.905 | 0 |  |  | 13.242 | 1 | FALSE |  | FALSE |  | TRUE | SOLARPHOTOVO | TRUE | SOLARPHOTOVO
1024 | MAFU 221 22.000-B | 1336 | 0 | 0 |  |  | 0.619 | 1 | FALSE |  | FALSE |  | TRUE | BATTERYSTRG | TRUE | BATTERYSTRG
1025 | MAFU 221 22.000-N | 1336 | 4.538 | 0 |  |  | 6.749 | 1 | FALSE |  | FALSE |  | TRUE | SOLARPHOTOVO | TRUE | SOLARPHOTOVO
1026 | MAFU 221 22.000-P | 1336 | 9.146 | 0 |  |  | 10.369 | 1 | FALSE |  | FALSE |  | TRUE | SOLARPHOTOVO | TRUE | SOLARPHOTOVO
1027 | MAFU 221 22.000-Q | 1336 | 11.4914 | 0 |  |  | 17.0895 | 1 | FALSE |  | FALSE |  | TRUE | SOLARPHOTOVO | TRUE | SOLARPHOTOVO
1028 | MAFU 221 22.000-V | 1336 | 0.114 | 0 |  |  | 0.16 | 1 | FALSE |  | FALSE |  | TRUE | GASCONVOLD1 | TRUE | GASCONVOLD1
1029 | MARC 221 22.000-B | 1338 | 0 | 0 |  |  | 0.536 | 1 | FALSE |  | FALSE |  | TRUE | BATTERYSTRG | TRUE | BATTERYSTRG
1030 | MARC 221 22.000-N | 1338 | 6.217 | 0 |  |  | 9.245 | 1 | FALSE |  | FALSE |  | TRUE | SOLARPHOTOVO | TRUE | SOLARPHOTOVO
1031 | MARC 221 22.000-P | 1338 | 13.628 | 0 |  |  | 15.45 | 1 | FALSE |  | FALSE |  | TRUE | SOLARPHOTOVO | TRUE | SOLARPHOTOVO
1032 | MARC 221 22.000-QP | 1338 | 2.835 | 0 |  |  | 4.216 | 1 | FALSE |  | FALSE |  | TRUE | SOLARPHOTOVO | TRUE | SOLARPHOTOVO
1033 | MDEL 111 11.000-B | 1340 | 0 | 0 |  |  | 0.946 | 1 | FALSE |  | FALSE |  | TRUE | BATTERYSTRG | TRUE | BATTERYSTRG
1034 | MDEL 111 11.000-N | 1340 | 8.951 | 0 |  |  | 13.31 | 1 | FALSE |  | FALSE |  | TRUE | SOLARPHOTOVO | TRUE | SOLARPHOTOVO
1035 | MDEL 111 11.000-O | 1340 | 0.098 | 0 |  |  | 0.496 | 1 | FALSE |  | FALSE |  | TRUE | OTHERNONRES | TRUE | OTHERNONRES
1036 | MDEL 111 11.000-P | 1340 | 13.362 | 0 |  |  | 15.15 | 1 | FALSE |  | FALSE |  | TRUE | SOLARPHOTOVO | TRUE | SOLARPHOTOVO
1037 | MDEL 111 11.000-QP | 1340 | 2.225 | 0 |  |  | 3.309 | 1 | FALSE |  | FALSE |  | TRUE | SOLARPHOTOVO | TRUE | SOLARPHOTOVO
1038 | MESZ 221 22.000-B | 1342 | 0 | 0 |  |  | 0.342 | 1 | FALSE |  | FALSE |  | TRUE | BATTERYSTRG | TRUE | BATTERYSTRG
1039 | MESZ 221 22.000-N | 1342 | 3.23 | 0 |  |  | 4.804 | 1 | FALSE |  | FALSE |  | TRUE | SOLARPHOTOVO | TRUE | SOLARPHOTOVO
1040 | MESZ 221 22.000-O | 1342 | 0.663 | 0 |  |  | 3.351 | 1 | FALSE |  | FALSE |  | TRUE | OTHERNONRES | TRUE | OTHERNONRES
1041 | MESZ 221 22.000-P | 1342 | 4.127 | 0 |  |  | 4.68 | 1 | FALSE |  | FALSE |  | TRUE | SOLARPHOTOVO | TRUE | SOLARPHOTOVO
1042 | MESZ 221 22.000-QP | 1342 | 5.53 | 0 |  |  | 8.223 | 1 | FALSE |  | FALSE |  | TRUE | SOLARPHOTOVO | TRUE | SOLARPHOTOVO
1043 | MESZ 222 22.000-B | 1343 | 0 | 0 |  |  | 0.464 | 1 | FALSE |  | FALSE |  | TRUE | BATTERYSTRG | TRUE | BATTERYSTRG
1044 | MESZ 222 22.000-N | 1343 | 4.391 | 0 |  |  | 6.529 | 1 | FALSE |  | FALSE |  | TRUE | SOLARPHOTOVO | TRUE | SOLARPHOTOVO
1045 | MESZ 222 22.000-P | 1343 | 5.61 | 0 |  |  | 6.36 | 1 | FALSE |  | FALSE |  | TRUE | SOLARPHOTOVO | TRUE | SOLARPHOTOVO
1046 | MESZ 222 22.000-QP | 1343 | 7.516 | 0 |  |  | 11.177 | 1 | FALSE |  | FALSE |  | TRUE | SOLARPHOTOVO | TRUE | SOLARPHOTOVO
1047 | MESZGM11 11.000-G1 | 1345 | 0.532 | 0 |  |  | 3.8 | 1 | FALSE |  | FALSE |  | TRUE | OTHERNONRES | TRUE | OTHERNONRES
1048 | MESZGM11 11.000-G2 | 1345 | 0.532 | 0 |  |  | 3.8 | 1 | FALSE |  | FALSE |  | TRUE | OTHERNONRES | TRUE | OTHERNONRES
1049 | MFOL 22A 22.000-B | 1346 | 0 | 0 |  |  | 1.077 | 1 | FALSE |  | FALSE |  | TRUE | BATTERYSTRG | TRUE | BATTERYSTRG
1050 | MFOL 22A 22.000-N | 1346 | 12.758 | 0 |  |  | 18.972 | 1 | FALSE |  | FALSE |  | TRUE | SOLARPHOTOVO | TRUE | SOLARPHOTOVO
1051 | MFOL 22A 22.000-P | 1346 | 0.088 | 0 |  |  | 0.1 | 1 | FALSE |  | FALSE |  | TRUE | SOLARPHOTOVO | TRUE | SOLARPHOTOVO
1052 | MFOL 22A 22.000-QP | 1346 | 2.083 | 0 |  |  | 3.098 | 1 | FALSE |  | FALSE |  | TRUE | SOLARPHOTOVO | TRUE | SOLARPHOTOVO
1053 | MIFU K60 6.0000-1 | 1350 | 2.69 | 0 |  |  | 4.85 | 1 | FALSE |  | FALSE |  | TRUE | OTHERNONRES | TRUE | OTHERNONRES
1054 | MITA 61 6.0000-11 | 1351 | 0 | 0 |  |  | 4.85 | 1 | FALSE |  | FALSE |  | TRUE | OTHERNONRES | TRUE | OTHERNONRES
1055 | MITA 61 6.0000-12 | 1351 | 0 | 0 |  |  | 4.85 | 1 | FALSE |  | FALSE |  | TRUE | OTHERNONRES | TRUE | OTHERNONRES
1056 | MITA 62 6.0000-21 | 1352 | 0 | 0 |  |  | 4.85 | 1 | FALSE |  | FALSE |  | TRUE | OTHERNONRES | TRUE | OTHERNONRES
1057 | MITA 62 6.0000-22 | 1352 | 0 | 0 |  |  | 4.85 | 1 | FALSE |  | FALSE |  | TRUE | OTHERNONRES | TRUE | OTHERNONRES
1058 | MITA 62 6.0000-23 | 1352 | 0 | 0 |  |  | 4.85 | 1 | FALSE |  | FALSE |  | TRUE | OTHERNONRES | TRUE | OTHERNONRES
1060 | MKOV 221 22.000-B | 1355 | 0 | 0 |  |  | 1.283 | 1 | FALSE |  | FALSE |  | TRUE | BATTERYSTRG | TRUE | BATTERYSTRG
1061 | MKOV 221 22.000-N | 1355 | 12.137 | 0 |  |  | 18.048 | 1 | FALSE |  | FALSE |  | TRUE | SOLARPHOTOVO | TRUE | SOLARPHOTOVO
1062 | MKOV 221 22.000-P | 1355 | 11.784 | 0 |  |  | 13.361 | 1 | FALSE |  | FALSE |  | TRUE | SOLARPHOTOVO | TRUE | SOLARPHOTOVO
1063 | MKOV 221 22.000-QP | 1355 | 11.949 | 0 |  |  | 17.768 | 1 | FALSE |  | FALSE |  | TRUE | SOLARPHOTOVO | TRUE | SOLARPHOTOVO
1064 | MNYU 111 11.000-B | 1358 | 0 | 0 |  |  | 0.133 | 1 | FALSE |  | FALSE |  | TRUE | BATTERYSTRG | TRUE | BATTERYSTRG
1065 | MNYU 111 11.000-N | 1358 | 1.255 | 0 |  |  | 1.866 | 1 | FALSE |  | FALSE |  | TRUE | SOLARPHOTOVO | TRUE | SOLARPHOTOVO
1066 | MNYU 111 11.000-O | 1358 | 1.161 | 0 |  |  | 5.869 | 1 | FALSE |  | FALSE |  | TRUE | OTHERNONRES | TRUE | OTHERNONRES
1067 | MNYU 223 22.000-B | 1361 | 0 | 0 |  |  | 0.752 | 1 | FALSE |  | FALSE |  | TRUE | BATTERYSTRG | TRUE | BATTERYSTRG
1068 | MNYU 223 22.000-N | 1361 | 7.112 | 0 |  |  | 10.575 | 1 | FALSE |  | FALSE |  | TRUE | SOLARPHOTOVO | TRUE | SOLARPHOTOVO
1069 | MNYU 223 22.000-P | 1361 | 1.196 | 0 |  |  | 1.356 | 1 | FALSE |  | FALSE |  | TRUE | SOLARPHOTOVO | TRUE | SOLARPHOTOVO
1070 | MNYU 223 22.000-P1 | 1361 | 0 | 0 |  |  | 0.5 | 1 | FALSE |  | FALSE |  | TRUE | SOLARPHOTOVO | TRUE | SOLARPHOTOVO
1071 | MNYU 223 22.000-QP | 1361 | 2.181 | 0 |  |  | 3.243 | 1 | FALSE |  | FALSE |  | TRUE | SOLARPHOTOVO | TRUE | SOLARPHOTOVO
1072 | MOFA 11 11.000-QP | 1362 | 5.38 | 0 |  |  | 8 | 1 | FALSE |  | FALSE |  | TRUE | SOLARPHOTOVO | TRUE | SOLARPHOTOVO
1073 | MOHA 111 11.000-B | 1363 | 0 | 0 |  |  | 0.19 | 1 | FALSE |  | FALSE |  | TRUE | BATTERYSTRG | TRUE | BATTERYSTRG
1074 | MOHA 111 11.000-N | 1363 | 2.204 | 0 |  |  | 3.278 | 1 | FALSE |  | FALSE |  | TRUE | SOLARPHOTOVO | TRUE | SOLARPHOTOVO
1075 | MOHA 111 11.000-O | 1363 | 0.099 | 0 |  |  | 0.5 | 1 | FALSE |  | FALSE |  | TRUE | OTHERNONRES | TRUE | OTHERNONRES
1076 | MOHA 111 11.000-P | 1363 | 2.549 | 0 |  |  | 2.889 | 1 | FALSE |  | FALSE |  | TRUE | SOLARPHOTOVO | TRUE | SOLARPHOTOVO
1077 | MOHA 111 11.000-QP | 1363 | 0.692 | 0 |  |  | 1.03 | 1 | FALSE |  | FALSE |  | TRUE | SOLARPHOTOVO | TRUE | SOLARPHOTOVO
1078 | MOHA 113 11.000-B | 1365 | 0 | 0 |  |  | 0.19 | 1 | FALSE |  | FALSE |  | TRUE | BATTERYSTRG | TRUE | BATTERYSTRG
1079 | MOHA 113 11.000-N | 1365 | 2.204 | 0 |  |  | 3.278 | 1 | FALSE |  | FALSE |  | TRUE | SOLARPHOTOVO | TRUE | SOLARPHOTOVO
1080 | MOHA 113 11.000-P | 1365 | 2.549 | 0 |  |  | 2.889 | 1 | FALSE |  | FALSE |  | TRUE | SOLARPHOTOVO | TRUE | SOLARPHOTOVO
1081 | MOHA 113 11.000-QP | 1365 | 0.692 | 0 |  |  | 1.03 | 1 | FALSE |  | FALSE |  | TRUE | SOLARPHOTOVO | TRUE | SOLARPHOTOVO
1082 | MOHA 221 22.000-B | 1366 | 0 | 0 |  |  | 0.512 | 1 | FALSE |  | FALSE |  | TRUE | BATTERYSTRG | TRUE | BATTERYSTRG
1083 | MOHA 221 22.000-N | 1366 | 5.931 | 0 |  |  | 8.82 | 1 | FALSE |  | FALSE |  | TRUE | SOLARPHOTOVO | TRUE | SOLARPHOTOVO
1084 | MOHA 221 22.000-P | 1366 | 8.407 | 0 |  |  | 9.532 | 1 | FALSE |  | FALSE |  | TRUE | SOLARPHOTOVO | TRUE | SOLARPHOTOVO
1085 | MOHA 221 22.000-QP | 1366 | 2.581 | 0 |  |  | 3.838 | 1 | FALSE |  | FALSE |  | TRUE | SOLARPHOTOVO | TRUE | SOLARPHOTOVO
1086 | MOHA 223 22.000-B | 1368 | 0 | 0 |  |  | 0.512 | 1 | FALSE |  | FALSE |  | TRUE | BATTERYSTRG | TRUE | BATTERYSTRG
1087 | MOHA 223 22.000-N | 1368 | 5.931 | 0 |  |  | 8.82 | 1 | FALSE |  | FALSE |  | TRUE | SOLARPHOTOVO | TRUE | SOLARPHOTOVO
1088 | MOHA 223 22.000-P | 1368 | 8.407 | 0 |  |  | 9.532 | 1 | FALSE |  | FALSE |  | TRUE | SOLARPHOTOVO | TRUE | SOLARPHOTOVO
1089 | MOHA 223 22.000-QP | 1368 | 2.581 | 0 |  |  | 3.838 | 1 | FALSE |  | FALSE |  | TRUE | SOLARPHOTOVO | TRUE | SOLARPHOTOVO
1090 | MOL1 6B 6.0000-P1 | 1370 | 5.4684 | 0 |  |  | 6.2 | 1 | FALSE |  | FALSE |  | TRUE | SOLARPHOTOVO | TRUE | SOLARPHOTOVO
1091 | MOR 221 22.000-B | 1377 | 0 | 0 |  |  | 0.66 | 1 | FALSE |  | FALSE |  | TRUE | BATTERYSTRG | TRUE | BATTERYSTRG
1092 | MOR 221 22.000-N | 1377 | 7.85 | 0 |  |  | 11.674 | 1 | FALSE |  | FALSE |  | TRUE | SOLARPHOTOVO | TRUE | SOLARPHOTOVO
1093 | MOR 221 22.000-O | 1377 | 0.36 | 0 |  |  | 1.818 | 1 | FALSE |  | FALSE |  | TRUE | OTHERNONRES | TRUE | OTHERNONRES
1094 | MOR 221 22.000-P | 1377 | 3.291 | 0 |  |  | 3.731 | 1 | FALSE |  | FALSE |  | TRUE | SOLARPHOTOVO | TRUE | SOLARPHOTOVO
1095 | MOR 221 22.000-QP | 1377 | 3.056 | 0 |  |  | 4.545 | 1 | FALSE |  | FALSE |  | TRUE | SOLARPHOTOVO | TRUE | SOLARPHOTOVO
1096 | MOR 221 22.000-R | 1377 | 0.351 | 0 |  |  | 0.84 | 1 | FALSE |  | FALSE |  | TRUE | OTHERRES | TRUE | OTHERRES
1097 | MOR 221 22.000-W | 1377 | 6.038 | 0 |  |  | 7.8 | 0.85 | FALSE |  | FALSE |  | TRUE | WINDONSHORE | TRUE | WINDONSHORE
1098 | MOVR 115 11.000-B | 1379 | 0 | 0 |  |  | 0.301 | 1 | FALSE |  | FALSE |  | TRUE | BATTERYSTRG | TRUE | BATTERYSTRG
1099 | MOVR 115 11.000-N | 1379 | 3.583 | 0 |  |  | 5.328 | 1 | FALSE |  | FALSE |  | TRUE | SOLARPHOTOVO | TRUE | SOLARPHOTOVO
1100 | MOVR 115 11.000-P | 1379 | 7.839 | 0 |  |  | 8.887 | 1 | FALSE |  | FALSE |  | TRUE | SOLARPHOTOVO | TRUE | SOLARPHOTOVO
1101 | MOVR 115 11.000-QP | 1379 | 1.416 | 0 |  |  | 2.106 | 1 | FALSE |  | FALSE |  | TRUE | SOLARPHOTOVO | TRUE | SOLARPHOTOVO
1102 | MOVR 115 11.000-QR | 1379 | 0.122 | 0 |  |  | 0.292 | 1 | FALSE |  | FALSE |  | TRUE | OTHERRES | TRUE | OTHERRES
1103 | MOVR 116 11.000-B | 1380 | 0 | 0 |  |  | 0.301 | 1 | FALSE |  | FALSE |  | TRUE | BATTERYSTRG | TRUE | BATTERYSTRG
1104 | MOVR 116 11.000-N | 1380 | 3.583 | 0 |  |  | 5.328 | 1 | FALSE |  | FALSE |  | TRUE | SOLARPHOTOVO | TRUE | SOLARPHOTOVO
1105 | MOVR 116 11.000-P | 1380 | 7.839 | 0 |  |  | 8.887 | 1 | FALSE |  | FALSE |  | TRUE | SOLARPHOTOVO | TRUE | SOLARPHOTOVO
1106 | MOVR 116 11.000-QP | 1380 | 1.416 | 0 |  |  | 2.106 | 1 | FALSE |  | FALSE |  | TRUE | SOLARPHOTOVO | TRUE | SOLARPHOTOVO
1107 | MOVR 225 22.000-B | 1381 | 0 | 0 |  |  | 0.453 | 1 | FALSE |  | FALSE |  | TRUE | BATTERYSTRG | TRUE | BATTERYSTRG
1108 | MOVR 225 22.000-N | 1381 | 5.383 | 0 |  |  | 8.005 | 1 | FALSE |  | FALSE |  | TRUE | SOLARPHOTOVO | TRUE | SOLARPHOTOVO
1109 | MOVR 225 22.000-P | 1381 | 0.702 | 0 |  |  | 0.796 | 1 | FALSE |  | FALSE |  | TRUE | SOLARPHOTOVO | TRUE | SOLARPHOTOVO
1110 | MOVR 225 22.000-QP | 1381 | 1.968 | 0 |  |  | 2.926 | 1 | FALSE |  | FALSE |  | TRUE | SOLARPHOTOVO | TRUE | SOLARPHOTOVO
1111 | MOVR 225 22.000-V | 1381 | 1.09 | 0 |  |  | 1.528 | 1 | FALSE |  | FALSE |  | TRUE | HYDRORANPOND | TRUE | HYDRORANPOND
1112 | MOVR 225 22.000-W | 1381 | 3.871 | 0 |  |  | 5 | 0.85 | FALSE |  | FALSE |  | TRUE | WINDONSHORE | TRUE | WINDONSHORE
1113 | MOVR 226 22.000-B | 1382 | 0 | 0 |  |  | 0.453 | 1 | FALSE |  | FALSE |  | TRUE | BATTERYSTRG | TRUE | BATTERYSTRG
1114 | MOVR 226 22.000-N | 1382 | 5.383 | 0 |  |  | 8.005 | 1 | FALSE |  | FALSE |  | TRUE | SOLARPHOTOVO | TRUE | SOLARPHOTOVO
1115 | MOVR 226 22.000-P | 1382 | 0.702 | 0 |  |  | 0.796 | 1 | FALSE |  | FALSE |  | TRUE | SOLARPHOTOVO | TRUE | SOLARPHOTOVO
1116 | MOVR 226 22.000-QP | 1382 | 1.968 | 0 |  |  | 2.926 | 1 | FALSE |  | FALSE |  | TRUE | SOLARPHOTOVO | TRUE | SOLARPHOTOVO
1117 | MOVR 226 22.000-V | 1382 | 1.09 | 0 |  |  | 1.528 | 1 | FALSE |  | FALSE |  | TRUE | HYDRORANPOND | TRUE | HYDRORANPOND
1118 | MOVR 226 22.000-W | 1382 | 3.871 | 0 |  |  | 5 | 0.85 | FALSE |  | FALSE |  | TRUE | WINDONSHORE | TRUE | WINDONSHORE
1119 | MSZAL221 22.000-B | 1383 | 0 | 0 |  |  | 1.642 | 1 | FALSE |  | FALSE |  | TRUE | BATTERYSTRG | TRUE | BATTERYSTRG
1120 | MSZAL221 22.000-G | 1383 | 0.237 | 0 |  |  | 1.5 | 1 | FALSE |  | FALSE |  | TRUE | GASCONVOLD1 | TRUE | GASCONVOLD1
1121 | MSZAL221 22.000-N | 1383 | 12.032 | 0 |  |  | 17.892 | 1 | FALSE |  | FALSE |  | TRUE | SOLARPHOTOVO | TRUE | SOLARPHOTOVO
1122 | MSZAL221 22.000-P | 1383 | 25.033 | 0 |  |  | 28.381 | 1 | FALSE |  | FALSE |  | TRUE | SOLARPHOTOVO | TRUE | SOLARPHOTOVO
1123 | MSZAL221 22.000-Q | 1383 | 2.6337 | 0 |  |  | 3.916 | 1 | FALSE |  | FALSE |  | TRUE | SOLARPHOTOVO | TRUE | SOLARPHOTOVO
1124 | MSZE 221 22.000-W1 | 1385 | 18.579 | -4.185 |  |  | 24 | 0.85 | FALSE |  | FALSE |  | TRUE | WINDONSHORE | TRUE | WINDONSHORE
1125 | MSZE 222 22.000-W2 | 1386 | 15.482 | -2.052 |  |  | 20 | 0.85 | FALSE |  | FALSE |  | TRUE | WINDONSHORE | TRUE | WINDONSHORE
1126 | MTIM 352 35.000-QP | 1388 | 2.555 | 0 |  |  | 3.8 | 1 | FALSE |  | FALSE |  | TRUE | SOLARPHOTOVO | TRUE | SOLARPHOTOVO
1127 | MTUR 221 22.000-B | 1389 | 0 | 0 |  |  | 0.902 | 1 | FALSE |  | FALSE |  | TRUE | BATTERYSTRG | TRUE | BATTERYSTRG
1128 | MTUR 221 22.000-G | 1389 | 0.083 | 0 |  |  | 0.526 | 1 | FALSE |  | FALSE |  | TRUE | GASCONVOLD1 | TRUE | GASCONVOLD1
1129 | MTUR 221 22.000-N | 1389 | 6.61 | 0 |  |  | 9.829 | 1 | FALSE |  | FALSE |  | TRUE | SOLARPHOTOVO | TRUE | SOLARPHOTOVO
1130 | MTUR 221 22.000-P | 1389 | 15.233 | 0 |  |  | 17.27 | 1 | FALSE |  | FALSE |  | TRUE | SOLARPHOTOVO | TRUE | SOLARPHOTOVO
1131 | MTUR 221 22.000-Q | 1389 | 3.1448 | 0 |  |  | 4.6767 | 1 | FALSE |  | FALSE |  | TRUE | SOLARPHOTOVO | TRUE | SOLARPHOTOVO
1132 | NADU 221 22.000-B | 1393 | 0 | 0 |  |  | 0.198 | 1 | FALSE |  | FALSE |  | TRUE | BATTERYSTRG | TRUE | BATTERYSTRG
1133 | NADU 221 22.000-N | 1393 | 1.45 | 0 |  |  | 2.156 | 1 | FALSE |  | FALSE |  | TRUE | SOLARPHOTOVO | TRUE | SOLARPHOTOVO
1134 | NADU 221 22.000-P | 1393 | 0.04 | 0 |  |  | 0.171 | 1 | FALSE |  | FALSE |  | TRUE | SOLARPHOTOVO | TRUE | SOLARPHOTOVO
1135 | NADU 221 22.000-Q | 1393 | 1.2061 | 0 |  |  | 1.7933 | 1 | FALSE |  | FALSE |  | TRUE | SOLARPHOTOVO | TRUE | SOLARPHOTOVO
1136 | NADU 223 22.000-B | 1394 | 0 | 0 |  |  | 0.198 | 1 | FALSE |  | FALSE |  | TRUE | BATTERYSTRG | TRUE | BATTERYSTRG
1137 | NADU 223 22.000-N | 1394 | 1.45 | 0 |  |  | 2.156 | 1 | FALSE |  | FALSE |  | TRUE | SOLARPHOTOVO | TRUE | SOLARPHOTOVO
1138 | NADU 223 22.000-P | 1394 | 0.151 | 0 |  |  | 0.171 | 1 | FALSE |  | FALSE |  | TRUE | SOLARPHOTOVO | TRUE | SOLARPHOTOVO
1139 | NADU 223 22.000-Q | 1394 | 1.2061 | 0 |  |  | 1.7933 | 1 | FALSE |  | FALSE |  | TRUE | SOLARPHOTOVO | TRUE | SOLARPHOTOVO
1140 | NAGK 221 22.000-B | 1395 | 0 | 0 |  |  | 1.329 | 1 | FALSE |  | FALSE |  | TRUE | BATTERYSTRG | TRUE | BATTERYSTRG
1141 | NAGK 221 22.000-N | 1395 | 12.571 | 0 |  |  | 18.693 | 1 | FALSE |  | FALSE |  | TRUE | SOLARPHOTOVO | TRUE | SOLARPHOTOVO
1142 | NAGK 221 22.000-O | 1395 | 0.448 | 0 |  |  | 2.265 | 1 | FALSE |  | FALSE |  | TRUE | OTHERNONRES | TRUE | OTHERNONRES
1143 | NAGK 221 22.000-P | 1395 | 24.961 | 0 |  |  | 28.3 | 1 | FALSE |  | FALSE |  | TRUE | SOLARPHOTOVO | TRUE | SOLARPHOTOVO
1144 | NAGK 221 22.000-QP | 1395 | 6.889 | 0 |  |  | 10.243 | 1 | FALSE |  | FALSE |  | TRUE | SOLARPHOTOVO | TRUE | SOLARPHOTOVO
1145 | NBAT 221 22.000-B | 1399 | 0 | 0 |  |  | 0.511 | 1 | FALSE |  | FALSE |  | TRUE | BATTERYSTRG | TRUE | BATTERYSTRG
1146 | NBAT 221 22.000-N | 1399 | 4.835 | 0 |  |  | 7.19 | 1 | FALSE |  | FALSE |  | TRUE | SOLARPHOTOVO | TRUE | SOLARPHOTOVO
1147 | NBAT 221 22.000-P | 1399 | 15.547 | 0 |  |  | 17.627 | 1 | FALSE |  | FALSE |  | TRUE | SOLARPHOTOVO | TRUE | SOLARPHOTOVO
1148 | NBAT 221 22.000-QP | 1399 | 3.616 | 0 |  |  | 5.377 | 1 | FALSE |  | FALSE |  | TRUE | SOLARPHOTOVO | TRUE | SOLARPHOTOVO
1149 | NBAT 221 22.000-R | 1399 | 0.207 | 0 |  |  | 0.495 | 1 | FALSE |  | FALSE |  | TRUE | OTHERRES | TRUE | OTHERRES
1150 | NEPL 111 11.000-B | 1401 | 0 | 0 |  |  | 0.106 | 1 | FALSE |  | FALSE |  | TRUE | BATTERYSTRG | TRUE | BATTERYSTRG
1151 | NEPL 111 11.000-N | 1401 | 1.255 | 0 |  |  | 1.867 | 1 | FALSE |  | FALSE |  | TRUE | SOLARPHOTOVO | TRUE | SOLARPHOTOVO
1152 | NEPL 111 11.000-O | 1401 | 1.127 | 0.338 |  |  | 5.696 | 1 | FALSE |  | FALSE |  | TRUE | OTHERNONRES | TRUE | OTHERNONRES
1153 | NEPL 111 11.000-P | 1401 | 0.115 | 0 |  |  | 0.131 | 1 | FALSE |  | FALSE |  | TRUE | SOLARPHOTOVO | TRUE | SOLARPHOTOVO
1154 | NEPL 111 11.000-QP | 1401 | 2.263 | 0 |  |  | 3.365 | 1 | FALSE |  | FALSE |  | TRUE | SOLARPHOTOVO | TRUE | SOLARPHOTOVO
1155 | NEPL 112 11.000-B | 1402 | 0 | 0 |  |  | 0.106 | 1 | FALSE |  | FALSE |  | TRUE | BATTERYSTRG | TRUE | BATTERYSTRG
1156 | NEPL 112 11.000-N | 1402 | 1.255 | 0 |  |  | 1.867 | 1 | FALSE |  | FALSE |  | TRUE | SOLARPHOTOVO | TRUE | SOLARPHOTOVO
1157 | NEPL 112 11.000-P | 1402 | 0.115 | 0 |  |  | 0.131 | 1 | FALSE |  | FALSE |  | TRUE | SOLARPHOTOVO | TRUE | SOLARPHOTOVO
1158 | NEPL 112 11.000-QP | 1402 | 2.263 | 0 |  |  | 3.365 | 1 | FALSE |  | FALSE |  | TRUE | SOLARPHOTOVO | TRUE | SOLARPHOTOVO
1159 | NKAN 112 11.000-B | 1405 | 0 | 0 |  |  | 0.09 | 1 | FALSE |  | FALSE |  | TRUE | BATTERYSTRG | TRUE | BATTERYSTRG
1160 | NKAN 112 11.000-N | 1405 | 1.046 | 0 |  |  | 1.555 | 1 | FALSE |  | FALSE |  | TRUE | SOLARPHOTOVO | TRUE | SOLARPHOTOVO
1161 | NKAN 112 11.000-P | 1405 | 1.757 | 0 |  |  | 1.992 | 1 | FALSE |  | FALSE |  | TRUE | SOLARPHOTOVO | TRUE | SOLARPHOTOVO
1162 | NKAN 112 11.000-QP | 1405 | 1.492 | 0 |  |  | 2.219 | 1 | FALSE |  | FALSE |  | TRUE | SOLARPHOTOVO | TRUE | SOLARPHOTOVO
1163 | NKAN 114 11.000-B | 1406 | 0 | 0 |  |  | 0.09 | 1 | FALSE |  | FALSE |  | TRUE | BATTERYSTRG | TRUE | BATTERYSTRG
1164 | NKAN 114 11.000-N | 1406 | 1.046 | 0 |  |  | 1.555 | 1 | FALSE |  | FALSE |  | TRUE | SOLARPHOTOVO | TRUE | SOLARPHOTOVO
1165 | NKAN 114 11.000-P | 1406 | 1.757 | 0 |  |  | 1.992 | 1 | FALSE |  | FALSE |  | TRUE | SOLARPHOTOVO | TRUE | SOLARPHOTOVO
1166 | NKAN 114 11.000-QP | 1406 | 1.492 | 0 |  |  | 2.219 | 1 | FALSE |  | FALSE |  | TRUE | SOLARPHOTOVO | TRUE | SOLARPHOTOVO
1167 | NKAN 221 22.000-B | 1407 | 0 | 0 |  |  | 0.837 | 1 | FALSE |  | FALSE |  | TRUE | BATTERYSTRG | TRUE | BATTERYSTRG
1168 | NKAN 221 22.000-N | 1407 | 9.7 | 0 |  |  | 14.425 | 1 | FALSE |  | FALSE |  | TRUE | SOLARPHOTOVO | TRUE | SOLARPHOTOVO
1169 | NKAN 221 22.000-P | 1407 | 7.777 | 0 |  |  | 8.817 | 1 | FALSE |  | FALSE |  | TRUE | SOLARPHOTOVO | TRUE | SOLARPHOTOVO
1170 | NKAN 221 22.000-QP | 1407 | 3.206 | 0 |  |  | 4.768 | 1 | FALSE |  | FALSE |  | TRUE | SOLARPHOTOVO | TRUE | SOLARPHOTOVO
1171 | NKAN 221 22.000-R | 1407 | 0.17 | 0 |  |  | 0.408 | 1 | FALSE |  | FALSE |  | TRUE | OTHERRES | TRUE | OTHERRES
1172 | NOGR 222 22.000-B | 1410 | 0 | 0 |  |  | 0.38 | 1 | FALSE |  | FALSE |  | TRUE | BATTERYSTRG | TRUE | BATTERYSTRG
1173 | NOGR 222 22.000-N | 1410 | 3.591 | 0 |  |  | 5.34 | 1 | FALSE |  | FALSE |  | TRUE | SOLARPHOTOVO | TRUE | SOLARPHOTOVO
1174 | NOGR 222 22.000-P | 1410 | 8.807 | 0 |  |  | 9.986 | 1 | FALSE |  | FALSE |  | TRUE | SOLARPHOTOVO | TRUE | SOLARPHOTOVO
1175 | NOGR 222 22.000-R | 1410 | 0.208 | 0 |  |  | 0.499 | 1 | FALSE |  | FALSE |  | TRUE | OTHERRES | TRUE | OTHERRES
1176 | NTAD 221 22.000-B | 1411 | 0 | 0 |  |  | 0.403 | 1 | FALSE |  | FALSE |  | TRUE | BATTERYSTRG | TRUE | BATTERYSTRG
1177 | NTAD 221 22.000-N | 1411 | 4.676 | 0 |  |  | 6.954 | 1 | FALSE |  | FALSE |  | TRUE | SOLARPHOTOVO | TRUE | SOLARPHOTOVO
1178 | NTAD 221 22.000-O | 1411 | 0.064 | 0 |  |  | 0.324 | 1 | FALSE |  | FALSE |  | TRUE | OTHERNONRES | TRUE | OTHERNONRES
1179 | NTAD 221 22.000-P | 1411 | 11.064 | 0 |  |  | 12.544 | 1 | FALSE |  | FALSE |  | TRUE | SOLARPHOTOVO | TRUE | SOLARPHOTOVO
1180 | NTAD 221 22.000-QP | 1411 | 3.805 | 0 |  |  | 5.659 | 1 | FALSE |  | FALSE |  | TRUE | SOLARPHOTOVO | TRUE | SOLARPHOTOVO
1181 | NVAR 111 11.000-B | 1413 | 0 | 0 |  |  | 0.401 | 1 | FALSE |  | FALSE |  | TRUE | BATTERYSTRG | TRUE | BATTERYSTRG
1182 | NVAR 111 11.000-N | 1413 | 4.769 | 0 |  |  | 7.092 | 1 | FALSE |  | FALSE |  | TRUE | SOLARPHOTOVO | TRUE | SOLARPHOTOVO
1183 | NVAR 111 11.000-QP | 1413 | 1.802 | 0 |  |  | 2.68 | 1 | FALSE |  | FALSE |  | TRUE | SOLARPHOTOVO | TRUE | SOLARPHOTOVO
1184 | NYAD 221 22.000-B | 1415 | 0 | 0 |  |  | 1.084 | 1 | FALSE |  | FALSE |  | TRUE | BATTERYSTRG | TRUE | BATTERYSTRG
1185 | NYAD 221 22.000-N | 1415 | 7.942 | 0 |  |  | 11.81 | 1 | FALSE |  | FALSE |  | TRUE | SOLARPHOTOVO | TRUE | SOLARPHOTOVO
1186 | NYAD 221 22.000-P | 1415 | 8.968 | 0 |  |  | 10.168 | 1 | FALSE |  | FALSE |  | TRUE | SOLARPHOTOVO | TRUE | SOLARPHOTOVO
1187 | NYAD 221 22.000-Q | 1415 | 3.9805 | 0 |  |  | 5.9192 | 1 | FALSE |  | FALSE |  | TRUE | SOLARPHOTOVO | TRUE | SOLARPHOTOVO
1188 | NYBO 223 22.000-B | 1418 | 0 | 0 |  |  | 0.515 | 1 | FALSE |  | FALSE |  | TRUE | BATTERYSTRG | TRUE | BATTERYSTRG
1189 | NYBO 223 22.000-N | 1418 | 3.772 | 0 |  |  | 5.609 | 1 | FALSE |  | FALSE |  | TRUE | SOLARPHOTOVO | TRUE | SOLARPHOTOVO
1190 | NYBO 223 22.000-P | 1418 | 22.15 | 0 |  |  | 25.112 | 1 | FALSE |  | FALSE |  | TRUE | SOLARPHOTOVO | TRUE | SOLARPHOTOVO
1191 | NYBO 223 22.000-Q | 1418 | 1.1428 | 0 |  |  | 1.6996 | 1 | FALSE |  | FALSE |  | TRUE | SOLARPHOTOVO | TRUE | SOLARPHOTOVO
1192 | NYEK 221 22.000-B | 1419 | 0 | 0 |  |  | 0.78 | 1 | FALSE |  | FALSE |  | TRUE | BATTERYSTRG | TRUE | BATTERYSTRG
1193 | NYEK 221 22.000-N | 1419 | 7.374 | 0 |  |  | 10.966 | 1 | FALSE |  | FALSE |  | TRUE | SOLARPHOTOVO | TRUE | SOLARPHOTOVO
1194 | NYEK 221 22.000-P | 1419 | 23.175 | 0 |  |  | 26.276 | 1 | FALSE |  | FALSE |  | TRUE | SOLARPHOTOVO | TRUE | SOLARPHOTOVO
1195 | NYEK 221 22.000-QP | 1419 | 2.507 | 0 |  |  | 3.727 | 1 | FALSE |  | FALSE |  | TRUE | SOLARPHOTOVO | TRUE | SOLARPHOTOVO
1196 | NYEK 221 22.000-R | 1419 | 0.614 | 0 |  |  | 1.47 | 1 | FALSE |  | FALSE |  | TRUE | OTHERRES | TRUE | OTHERRES
1197 | NYEK 221 22.000-W | 1419 | 0.193 | 0 |  |  | 0.25 | 0.85 | FALSE |  | FALSE |  | TRUE | WINDONSHORE | TRUE | WINDONSHORE
1198 | NYID 111 11.000-B | 1423 | 0 | 0 |  |  | 1.305 | 1 | FALSE |  | FALSE |  | TRUE | BATTERYSTRG | TRUE | BATTERYSTRG
1199 | NYID 111 11.000-G | 1423 | 0.87 | 0 |  |  | 5.5 | 1 | FALSE |  | FALSE |  | TRUE | GASCONVOLD1 | TRUE | GASCONVOLD1
1200 | NYID 111 11.000-N | 1423 | 9.563 | 0 |  |  | 14.221 | 1 | FALSE |  | FALSE |  | TRUE | SOLARPHOTOVO | TRUE | SOLARPHOTOVO
1201 | NYID 111 11.000-P | 1423 | 0.782 | 0 |  |  | 0.887 | 1 | FALSE |  | FALSE |  | TRUE | SOLARPHOTOVO | TRUE | SOLARPHOTOVO
1202 | NYID 111 11.000-Q | 1423 | 1.3632 | 0 |  |  | 2.0278 | 1 | FALSE |  | FALSE |  | TRUE | SOLARPHOTOVO | TRUE | SOLARPHOTOVO
1203 | NYIRK111 11.000-B | 1425 | 0 | 0 |  |  | 0.322 | 1 | FALSE |  | FALSE |  | TRUE | BATTERYSTRG | TRUE | BATTERYSTRG
1204 | NYIRK111 11.000-G | 1425 | 0.546 | 0.56749 |  |  | 3.45 | 1 | FALSE |  | FALSE |  | TRUE | GASCONVOLD1 | TRUE | GASCONVOLD1
1205 | NYIRK111 11.000-N | 1425 | 1.991 | 0.001 |  |  | 2.962 | 1 | FALSE |  | FALSE |  | TRUE | SOLARPHOTOVO | TRUE | SOLARPHOTOVO
1206 | NYIRK111 11.000-P | 1425 | 0.044 | 0.001 |  |  | 0.05 | 1 | FALSE |  | FALSE |  | TRUE | SOLARPHOTOVO | TRUE | SOLARPHOTOVO
1207 | NYIRK111 11.000-Q | 1425 | 0.23677 | 0.001 |  |  | 0.35164 | 1 | FALSE |  | FALSE |  | TRUE | SOLARPHOTOVO | TRUE | SOLARPHOTOVO
1208 | NYIRK113 11.000-B | 1426 | 0 | -0.001 |  |  | 0.322 | 1 | FALSE |  | FALSE |  | TRUE | BATTERYSTRG | TRUE | BATTERYSTRG
1209 | NYIRK113 11.000-N | 1426 | 1.991 | -0.001 |  |  | 2.962 | 1 | FALSE |  | FALSE |  | TRUE | SOLARPHOTOVO | TRUE | SOLARPHOTOVO
1210 | NYIRK113 11.000-P | 1426 | 0.044 | -0.001 |  |  | 0.05 | 1 | FALSE |  | FALSE |  | TRUE | SOLARPHOTOVO | TRUE | SOLARPHOTOVO
1211 | NYIRK113 11.000-Q | 1426 | 0.23677 | -0.001 |  |  | 0.35164 | 1 | FALSE |  | FALSE |  | TRUE | SOLARPHOTOVO | TRUE | SOLARPHOTOVO
1212 | NYIP 221 22.000-B | 1430 | 0 | 0 |  |  | 0.298 | 1 | FALSE |  | FALSE |  | TRUE | BATTERYSTRG | TRUE | BATTERYSTRG
1213 | NYIP 221 22.000-N | 1430 | 2.185 | 0 |  |  | 3.25 | 1 | FALSE |  | FALSE |  | TRUE | SOLARPHOTOVO | TRUE | SOLARPHOTOVO
1214 | NYIP 221 22.000-Q | 1430 | 3.2315 | 0 |  |  | 4.8057 | 1 | FALSE |  | FALSE |  | TRUE | SOLARPHOTOVO | TRUE | SOLARPHOTOVO
1215 | NYIRB221 22.000-B | 1432 | 0 | 0 |  |  | 0.624 | 1 | FALSE |  | FALSE |  | TRUE | BATTERYSTRG | TRUE | BATTERYSTRG
1216 | NYIRB221 22.000-N | 1432 | 4.569 | 0 |  |  | 6.794 | 1 | FALSE |  | FALSE |  | TRUE | SOLARPHOTOVO | TRUE | SOLARPHOTOVO
1217 | NYIRB221 22.000-P | 1432 | 7.623 | 0 |  |  | 8.642 | 1 | FALSE |  | FALSE |  | TRUE | SOLARPHOTOVO | TRUE | SOLARPHOTOVO
1218 | NYIRB221 22.000-Q | 1432 | 3.6711 | 0 |  |  | 5.4586 | 1 | FALSE |  | FALSE |  | TRUE | SOLARPHOTOVO | TRUE | SOLARPHOTOVO
1219 | NYIRB222 22.000-B | 1433 | 0 | 0 |  |  | 0.624 | 1 | FALSE |  | FALSE |  | TRUE | BATTERYSTRG | TRUE | BATTERYSTRG
1220 | NYIRB222 22.000-G1 | 1433 | 0.326 | 0 |  |  | 2.062 | 1 | FALSE |  | FALSE |  | TRUE | GASCONVOLD1 | TRUE | GASCONVOLD1
1221 | NYIRB222 22.000-G2 | 1433 | 0.478 | 0 |  |  | 3.021 | 1 | FALSE |  | FALSE |  | TRUE | GASBIO | TRUE | GASBIO
1222 | NYIRB222 22.000-N | 1433 | 4.569 | 0 |  |  | 6.794 | 1 | FALSE |  | FALSE |  | TRUE | SOLARPHOTOVO | TRUE | SOLARPHOTOVO
1223 | NYIRB222 22.000-P | 1433 | 7.623 | 0 |  |  | 8.642 | 1 | FALSE |  | FALSE |  | TRUE | SOLARPHOTOVO | TRUE | SOLARPHOTOVO
1224 | NYIRB222 22.000-Q | 1433 | 3.6711 | 0 |  |  | 5.4586 | 1 | FALSE |  | FALSE |  | TRUE | SOLARPHOTOVO | TRUE | SOLARPHOTOVO
1225 | NYIRS221 22.000-B | 1434 | 0 | 0 |  |  | 2.306 | 1 | FALSE |  | FALSE |  | TRUE | BATTERYSTRG | TRUE | BATTERYSTRG
1226 | NYIRS221 22.000-G2 | 1434 | 0.2089 | 0 |  |  | 0.63 | 1 | FALSE |  | FALSE |  | TRUE | GASBIO | TRUE | GASBIO
1227 | NYIRS221 22.000-G3 | 1434 | 0.246 | 0.35033 |  |  | 1.554 | 1 | FALSE |  | FALSE |  | TRUE | OTHERNONRES | TRUE | OTHERNONRES
1228 | NYIRS221 22.000-N | 1434 | 16.895 | 0 |  |  | 25.125 | 1 | FALSE |  | FALSE |  | TRUE | SOLARPHOTOVO | TRUE | SOLARPHOTOVO
1229 | NYIRS221 22.000-P | 1434 | 8.8 | 0 |  |  | 9.977 | 1 | FALSE |  | FALSE |  | TRUE | SOLARPHOTOVO | TRUE | SOLARPHOTOVO
1230 | NYIRS221 22.000-Q | 1434 | 1.6656 | 0 |  |  | 2.4779 | 1 | FALSE |  | FALSE |  | TRUE | SOLARPHOTOVO | TRUE | SOLARPHOTOVO
1231 | NYIRS222 22.000-B | 1435 | 0 | 0 |  |  | 2.306 | 1 | FALSE |  | FALSE |  | TRUE | BATTERYSTRG | TRUE | BATTERYSTRG
1232 | NYIRS222 22.000-N | 1435 | 16.895 | 0 |  |  | 25.125 | 1 | FALSE |  | FALSE |  | TRUE | SOLARPHOTOVO | TRUE | SOLARPHOTOVO
1233 | NYIRS222 22.000-P | 1435 | 8.8 | 0 |  |  | 9.977 | 1 | FALSE |  | FALSE |  | TRUE | SOLARPHOTOVO | TRUE | SOLARPHOTOVO
1234 | NYIRS222 22.000-Q | 1435 | 1.6656 | 0 |  |  | 2.4779 | 1 | FALSE |  | FALSE |  | TRUE | SOLARPHOTOVO | TRUE | SOLARPHOTOVO
1235 | NYLE 221 22.000-G | 1439 | 1.273 | 0 |  |  | 8.043 | 1 | FALSE |  | FALSE |  | TRUE | GASCONVOLD1 | TRUE | GASCONVOLD1
1236 | NYLE 221 22.000-P | 1439 | 1.455 | 0 |  |  | 1.65 | 1 | FALSE |  | FALSE |  | TRUE | SOLARPHOTOVO | TRUE | SOLARPHOTOVO
1237 | NYLE 222 22.000-P | 1440 | 1.455 | 0 |  |  | 1.65 | 1 | FALSE |  | FALSE |  | TRUE | SOLARPHOTOVO | TRUE | SOLARPHOTOVO
1238 | NYUF 351 35.000-QP | 1441 | 4.035 | 0 |  |  | 6 | 1 | FALSE |  | FALSE |  | TRUE | SOLARPHOTOVO | TRUE | SOLARPHOTOVO
1239 | ORIP 222 22.000-B | 1444 | 0 | 0 |  |  | 0.201 | 1 | FALSE |  | FALSE |  | TRUE | BATTERYSTRG | TRUE | BATTERYSTRG
1240 | ORIP 222 22.000-N | 1444 | 2.389 | 0 |  |  | 3.553 | 1 | FALSE |  | FALSE |  | TRUE | SOLARPHOTOVO | TRUE | SOLARPHOTOVO
1241 | ORIP 222 22.000-P | 1444 | 0.207 | 0 |  |  | 0.235 | 1 | FALSE |  | FALSE |  | TRUE | SOLARPHOTOVO | TRUE | SOLARPHOTOVO
1242 | ORIP 222 22.000-QP | 1444 | 1.283 | 0 |  |  | 1.907 | 1 | FALSE |  | FALSE |  | TRUE | SOLARPHOTOVO | TRUE | SOLARPHOTOVO
1243 | ORIP 223 22.000-B | 1445 | 0 | 0 |  |  | 0.201 | 1 | FALSE |  | FALSE |  | TRUE | BATTERYSTRG | TRUE | BATTERYSTRG
1244 | ORIP 223 22.000-N | 1445 | 2.389 | 0 |  |  | 3.553 | 1 | FALSE |  | FALSE |  | TRUE | SOLARPHOTOVO | TRUE | SOLARPHOTOVO
1245 | ORIP 223 22.000-P | 1445 | 0.207 | 0 |  |  | 0.235 | 1 | FALSE |  | FALSE |  | TRUE | SOLARPHOTOVO | TRUE | SOLARPHOTOVO
1246 | ORIP 223 22.000-QP | 1445 | 1.283 | 0 |  |  | 1.907 | 1 | FALSE |  | FALSE |  | TRUE | SOLARPHOTOVO | TRUE | SOLARPHOTOVO
1247 | ORIP 351 35.000-B | 1446 | 0 | 0 |  |  | 0.036 | 1 | FALSE |  | FALSE |  | TRUE | BATTERYSTRG | TRUE | BATTERYSTRG
1248 | ORIP 351 35.000-N | 1446 | 0.429 | 0 |  |  | 0.637 | 1 | FALSE |  | FALSE |  | TRUE | SOLARPHOTOVO | TRUE | SOLARPHOTOVO
1249 | ORIP 351 35.000-QP | 1446 | 0.408 | 0 |  |  | 0.606 | 1 | FALSE |  | FALSE |  | TRUE | SOLARPHOTOVO | TRUE | SOLARPHOTOVO
1250 | ORIP 353 35.000-B | 1447 | 0 | 0 |  |  | 0.036 | 1 | FALSE |  | FALSE |  | TRUE | BATTERYSTRG | TRUE | BATTERYSTRG
1251 | ORIP 353 35.000-G | 1447 | 0.63 | 0 |  |  | 3.186 | 1 | FALSE |  | FALSE |  | TRUE | GASOCGTNEW | TRUE | GASOCGTNEW
1252 | ORIP 353 35.000-N | 1447 | 0.429 | 0 |  |  | 0.637 | 1 | FALSE |  | FALSE |  | TRUE | SOLARPHOTOVO | TRUE | SOLARPHOTOVO
1253 | ORIP 353 35.000-QP | 1447 | 0.408 | 0 |  |  | 0.606 | 1 | FALSE |  | FALSE |  | TRUE | SOLARPHOTOVO | TRUE | SOLARPHOTOVO
1254 | OZDC 61 6.0000-ST | 1450 | 1.1 | 0 |  |  | 4.8 | 1 | FALSE |  | FALSE |  | TRUE | OTHERNONRES | TRUE | OTHERNONRES
1255 | OZDE 221 22.000-B | 1452 | 0 | 0 |  |  | 0.301 | 1 | FALSE |  | FALSE |  | TRUE | BATTERYSTRG | TRUE | BATTERYSTRG
1256 | OZDE 221 22.000-N | 1452 | 2.843 | 0 |  |  | 4.228 | 1 | FALSE |  | FALSE |  | TRUE | SOLARPHOTOVO | TRUE | SOLARPHOTOVO
1257 | OZDE 221 22.000-O | 1452 | 1.543 | 0 |  |  | 7.8 | 1 | FALSE |  | FALSE |  | TRUE | OTHERNONRES | TRUE | OTHERNONRES
1258 | OZDE 221 22.000-P | 1452 | 2.714 | 0 |  |  | 3.078 | 1 | FALSE |  | FALSE |  | TRUE | SOLARPHOTOVO | TRUE | SOLARPHOTOVO
1259 | OZDE 221 22.000-P5 | 1452 | 0 | 0 |  |  | 0.499 | 1 | FALSE |  | FALSE |  | TRUE | SOLARPHOTOVO | TRUE | SOLARPHOTOVO
1260 | OZDE 221 22.000-QP | 1452 | 1.614 | 0 |  |  | 2.4 | 1 | FALSE |  | FALSE |  | TRUE | SOLARPHOTOVO | TRUE | SOLARPHOTOVO
1261 | OZDE 222 22.000-B | 1453 | 0 | 0 |  |  | 0.168 | 1 | FALSE |  | FALSE |  | TRUE | BATTERYSTRG | TRUE | BATTERYSTRG
1262 | OZDE 222 22.000-N | 1453 | 1.592 | 0 |  |  | 2.367 | 1 | FALSE |  | FALSE |  | TRUE | SOLARPHOTOVO | TRUE | SOLARPHOTOVO
1263 | OZDE 222 22.000-P | 1453 | 1.52 | 0 |  |  | 1.723 | 1 | FALSE |  | FALSE |  | TRUE | SOLARPHOTOVO | TRUE | SOLARPHOTOVO
1264 | OZDE 222 22.000-QP | 1453 | 0.904 | 0 |  |  | 1.344 | 1 | FALSE |  | FALSE |  | TRUE | SOLARPHOTOVO | TRUE | SOLARPHOTOVO
1265 | PAKSD221 22.000-B | 1460 | 0 | 0 |  |  | 0.448 | 1 | FALSE |  | FALSE |  | TRUE | BATTERYSTRG | TRUE | BATTERYSTRG
1266 | PAKSD221 22.000-N | 1460 | 5.196 | 0 |  |  | 7.727 | 1 | FALSE |  | FALSE |  | TRUE | SOLARPHOTOVO | TRUE | SOLARPHOTOVO
1267 | PAKSD221 22.000-P | 1460 | 6.529 | 0 |  |  | 7.403 | 1 | FALSE |  | FALSE |  | TRUE | SOLARPHOTOVO | TRUE | SOLARPHOTOVO
1268 | PAKSD221 22.000-QP | 1460 | 0.92 | 0 |  |  | 1.368 | 1 | FALSE |  | FALSE |  | TRUE | SOLARPHOTOVO | TRUE | SOLARPHOTOVO
1269 | PAKSD221 22.000-R | 1460 | 0.427 | 0 |  |  | 1.021 | 1 | FALSE |  | FALSE |  | TRUE | OTHERRES | TRUE | OTHERRES
1270 | PAKSD222 22.000-B | 1461 | 0 | 0 |  |  | 0.448 | 1 | FALSE |  | FALSE |  | TRUE | BATTERYSTRG | TRUE | BATTERYSTRG
1271 | PAKSD222 22.000-N | 1461 | 5.196 | 0 |  |  | 7.727 | 1 | FALSE |  | FALSE |  | TRUE | SOLARPHOTOVO | TRUE | SOLARPHOTOVO
1272 | PAKSD222 22.000-P | 1461 | 6.529 | 0 |  |  | 7.403 | 1 | FALSE |  | FALSE |  | TRUE | SOLARPHOTOVO | TRUE | SOLARPHOTOVO
1273 | PAKSD222 22.000-QP | 1461 | 0.92 | 0 |  |  | 1.368 | 1 | FALSE |  | FALSE |  | TRUE | SOLARPHOTOVO | TRUE | SOLARPHOTOVO
1274 | PANK 222 22.000-B | 1463 | 0 | 0 |  |  | 0.263 | 1 | FALSE |  | FALSE |  | TRUE | BATTERYSTRG | TRUE | BATTERYSTRG
1275 | PANK 222 22.000-N | 1463 | 3.123 | 0 |  |  | 4.644 | 1 | FALSE |  | FALSE |  | TRUE | SOLARPHOTOVO | TRUE | SOLARPHOTOVO
1276 | PANK 222 22.000-QP | 1463 | 3.032 | 0 |  |  | 4.509 | 1 | FALSE |  | FALSE |  | TRUE | SOLARPHOTOVO | TRUE | SOLARPHOTOVO
1277 | PAPA 113 11.000-B | 1464 | 0 | 0 |  |  | 0.152 | 1 | FALSE |  | FALSE |  | TRUE | BATTERYSTRG | TRUE | BATTERYSTRG
1278 | PAPA 113 11.000-N | 1464 | 1.803 | 0 |  |  | 2.681 | 1 | FALSE |  | FALSE |  | TRUE | SOLARPHOTOVO | TRUE | SOLARPHOTOVO
1279 | PAPA 113 11.000-QP | 1464 | 0.785 | 0 |  |  | 1.168 | 1 | FALSE |  | FALSE |  | TRUE | SOLARPHOTOVO | TRUE | SOLARPHOTOVO
1280 | PAPA 221 22.000-B | 1465 | 0 | 0 |  |  | 0.228 | 1 | FALSE |  | FALSE |  | TRUE | BATTERYSTRG | TRUE | BATTERYSTRG
1281 | PAPA 221 22.000-N | 1465 | 2.712 | 0 |  |  | 4.033 | 1 | FALSE |  | FALSE |  | TRUE | SOLARPHOTOVO | TRUE | SOLARPHOTOVO
1282 | PAPA 221 22.000-P | 1465 | 3.68 | 0 |  |  | 4.172 | 1 | FALSE |  | FALSE |  | TRUE | SOLARPHOTOVO | TRUE | SOLARPHOTOVO
1283 | PAPA 221 22.000-QP | 1465 | 1.356 | 0 |  |  | 2.016 | 1 | FALSE |  | FALSE |  | TRUE | SOLARPHOTOVO | TRUE | SOLARPHOTOVO
1284 | PAPA 221 22.000-W | 1465 | 1.098 | 0 |  |  | 1.418 | 0.85 | FALSE |  | FALSE |  | TRUE | WINDONSHORE | TRUE | WINDONSHORE
1285 | PAPA 222 22.000-B | 1466 | 0 | 0 |  |  | 0.228 | 1 | FALSE |  | FALSE |  | TRUE | BATTERYSTRG | TRUE | BATTERYSTRG
1286 | PAPA 222 22.000-N | 1466 | 2.712 | 0 |  |  | 4.033 | 1 | FALSE |  | FALSE |  | TRUE | SOLARPHOTOVO | TRUE | SOLARPHOTOVO
1287 | PAPA 222 22.000-P | 1466 | 3.68 | 0 |  |  | 4.172 | 1 | FALSE |  | FALSE |  | TRUE | SOLARPHOTOVO | TRUE | SOLARPHOTOVO
1288 | PAPA 222 22.000-QP | 1466 | 1.356 | 0 |  |  | 2.016 | 1 | FALSE |  | FALSE |  | TRUE | SOLARPHOTOVO | TRUE | SOLARPHOTOVO
1289 | PAPA 222 22.000-W | 1466 | 0.451 | 0 |  |  | 0.582 | 0.85 | FALSE |  | FALSE |  | TRUE | WINDONSHORE | TRUE | WINDONSHORE
1290 | PAPA 351 35.000-N | 1467 | 0.622 | 0 |  |  | 0.926 | 1 | FALSE |  | FALSE |  | TRUE | SOLARPHOTOVO | TRUE | SOLARPHOTOVO
1291 | PAPA 351 35.000-QR | 1467 | 0.021 | 0 |  |  | 0.05 | 1 | FALSE |  | FALSE |  | TRUE | OTHERRES | TRUE | OTHERRES
1292 | PAPA 352 35.000-N | 1468 | 0.622 | 0 |  |  | 0.926 | 1 | FALSE |  | FALSE |  | TRUE | SOLARPHOTOVO | TRUE | SOLARPHOTOVO
1295 | PECSE351 35.000-B | 1471 | 0 | 0 |  |  | 0.377 | 1 | FALSE |  | FALSE |  | TRUE | BATTERYSTRG | TRUE | BATTERYSTRG
1296 | PECSE351 35.000-N | 1471 | 4.372 | 0 |  |  | 6.502 | 1 | FALSE |  | FALSE |  | TRUE | SOLARPHOTOVO | TRUE | SOLARPHOTOVO
1297 | PECSE351 35.000-P | 1471 | 4.41 | 0 |  |  | 5 | 1 | FALSE |  | FALSE |  | TRUE | SOLARPHOTOVO | TRUE | SOLARPHOTOVO
1298 | PECSE351 35.000-QP | 1471 | 0.552 | 0 |  |  | 0.821 | 1 | FALSE |  | FALSE |  | TRUE | SOLARPHOTOVO | TRUE | SOLARPHOTOVO
1299 | PECSE352 35.000-B | 1472 | 0 | 0 |  |  | 0.377 | 1 | FALSE |  | FALSE |  | TRUE | BATTERYSTRG | TRUE | BATTERYSTRG
1300 | PECSE352 35.000-N | 1472 | 4.372 | 0 |  |  | 6.502 | 1 | FALSE |  | FALSE |  | TRUE | SOLARPHOTOVO | TRUE | SOLARPHOTOVO
1301 | PECSE352 35.000-P | 1472 | 4.41 | 0 |  |  | 5 | 1 | FALSE |  | FALSE |  | TRUE | SOLARPHOTOVO | TRUE | SOLARPHOTOVO
1302 | PECSE352 35.000-QP | 1472 | 0.552 | 0 |  |  | 0.821 | 1 | FALSE |  | FALSE |  | TRUE | SOLARPHOTOVO | TRUE | SOLARPHOTOVO
1303 | PECSK111 11.000-B | 1473 | 0 | 0 |  |  | 0.4 | 1 | FALSE |  | FALSE |  | TRUE | BATTERYSTRG | TRUE | BATTERYSTRG
1304 | PECSK111 11.000-BT | 1473 | 0 | 0 |  |  | 0.033 | 1 | FALSE |  | FALSE |  | TRUE | BATTERYSTRG | TRUE | BATTERYSTRG
1305 | PECSK111 11.000-N | 1473 | 4.633 | 0 |  |  | 6.89 | 1 | FALSE |  | FALSE |  | TRUE | SOLARPHOTOVO | TRUE | SOLARPHOTOVO
1306 | PECSK111 11.000-P | 1473 | 1.447 | 0 |  |  | 1.64 | 1 | FALSE |  | FALSE |  | TRUE | SOLARPHOTOVO | TRUE | SOLARPHOTOVO
1307 | PECSK111 11.000-QP | 1473 | 0.851 | 0 |  |  | 1.266 | 1 | FALSE |  | FALSE |  | TRUE | SOLARPHOTOVO | TRUE | SOLARPHOTOVO
1308 | PERZ 11A 11.000-O | 1475 | 0.211 | 0.063 |  |  | 1.065 | 1 | FALSE |  | FALSE |  | TRUE | OTHERNONRES | TRUE | OTHERNONRES
1309 | PERZ 11B 11.000-B | 1476 | 0 | 0 |  |  | 0.679 | 1 | FALSE |  | FALSE |  | TRUE | BATTERYSTRG | TRUE | BATTERYSTRG
1310 | PERZ 11B 11.000-N | 1476 | 8.041 | 0 |  |  | 11.958 | 1 | FALSE |  | FALSE |  | TRUE | SOLARPHOTOVO | TRUE | SOLARPHOTOVO
1311 | PERZ 11B 11.000-P | 1476 | 1.1 | 0 |  |  | 1.247 | 1 | FALSE |  | FALSE |  | TRUE | SOLARPHOTOVO | TRUE | SOLARPHOTOVO
1312 | PERZ 11B 11.000-QP | 1476 | 0.883 | 0 |  |  | 1.314 | 1 | FALSE |  | FALSE |  | TRUE | SOLARPHOTOVO | TRUE | SOLARPHOTOVO
1313 | PLAD 221 22.000-B | 1477 | 0 | 0 |  |  | 0.668 | 1 | FALSE |  | FALSE |  | TRUE | BATTERYSTRG | TRUE | BATTERYSTRG
1314 | PLAD 221 22.000-G | 1477 | 0.222 | 0 |  |  | 1.4 | 1 | FALSE |  | FALSE |  | TRUE | GASCONVOLD1 | TRUE | GASCONVOLD1
1315 | PLAD 221 22.000-N | 1477 | 4.893 | 0 |  |  | 7.277 | 1 | FALSE |  | FALSE |  | TRUE | SOLARPHOTOVO | TRUE | SOLARPHOTOVO
1316 | PLAD 221 22.000-P | 1477 | 13.6 | 0 |  |  | 15.419 | 1 | FALSE |  | FALSE |  | TRUE | SOLARPHOTOVO | TRUE | SOLARPHOTOVO
1317 | PLAD 221 22.000-Q | 1477 | 1.7734 | 0 |  |  | 2.6373 | 1 | FALSE |  | FALSE |  | TRUE | SOLARPHOTOVO | TRUE | SOLARPHOTOVO
1318 | PLOR 11D 11.000-B | 1480 | 0 | 0 |  |  | 0.443 | 1 | FALSE |  | FALSE |  | TRUE | BATTERYSTRG | TRUE | BATTERYSTRG
1319 | PLOR 11D 11.000-N | 1480 | 5.248 | 0 |  |  | 7.804 | 1 | FALSE |  | FALSE |  | TRUE | SOLARPHOTOVO | TRUE | SOLARPHOTOVO
1320 | PLOR 11D 11.000-P | 1480 | 0.432 | 0 |  |  | 0.49 | 1 | FALSE |  | FALSE |  | TRUE | SOLARPHOTOVO | TRUE | SOLARPHOTOVO
1321 | PLOR 11D 11.000-QP | 1480 | 1.556 | 0 |  |  | 2.314 | 1 | FALSE |  | FALSE |  | TRUE | SOLARPHOTOVO | TRUE | SOLARPHOTOVO
1322 | PLOR 11E 11.000-B | 1481 | 0 | 0 |  |  | 0.507 | 1 | FALSE |  | FALSE |  | TRUE | BATTERYSTRG | TRUE | BATTERYSTRG
1323 | PLOR 11E 11.000-N | 1481 | 5.999 | 0 |  |  | 8.921 | 1 | FALSE |  | FALSE |  | TRUE | SOLARPHOTOVO | TRUE | SOLARPHOTOVO
1324 | PLOR 11E 11.000-P | 1481 | 0.494 | 0 |  |  | 0.56 | 1 | FALSE |  | FALSE |  | TRUE | SOLARPHOTOVO | TRUE | SOLARPHOTOVO
1325 | PLOR 11E 11.000-QP | 1481 | 1.779 | 0 |  |  | 2.645 | 1 | FALSE |  | FALSE |  | TRUE | SOLARPHOTOVO | TRUE | SOLARPHOTOVO
1326 | POLG 223 22.000-B | 1485 | 0 | 0 |  |  | 0.436 | 1 | FALSE |  | FALSE |  | TRUE | BATTERYSTRG | TRUE | BATTERYSTRG
1327 | POLG 223 22.000-G | 1485 | 1.187 | 4.3141 |  |  | 7.5 | 1 | FALSE |  | FALSE |  | TRUE | OTHERRES | TRUE | OTHERRES
1328 | POLG 223 22.000-N | 1485 | 3.193 | 0 |  |  | 4.749 | 1 | FALSE |  | FALSE |  | TRUE | SOLARPHOTOVO | TRUE | SOLARPHOTOVO
1329 | POLG 223 22.000-P | 1485 | 5.908 | 0 |  |  | 6.699 | 1 | FALSE |  | FALSE |  | TRUE | SOLARPHOTOVO | TRUE | SOLARPHOTOVO
1330 | POLG 223 22.000-Q | 1485 | 1.9703 | 0 |  |  | 2.9303 | 1 | FALSE |  | FALSE |  | TRUE | SOLARPHOTOVO | TRUE | SOLARPHOTOVO
1331 | POMZ 22A 22.000-B | 1486 | 0 | 0 |  |  | 0.847 | 1 | FALSE |  | FALSE |  | TRUE | BATTERYSTRG | TRUE | BATTERYSTRG
1332 | POMZ 22A 22.000-N | 1486 | 10.038 | 0 |  |  | 14.927 | 1 | FALSE |  | FALSE |  | TRUE | SOLARPHOTOVO | TRUE | SOLARPHOTOVO
1333 | POMZ 22A 22.000-P | 1486 | 0.354 | 0 |  |  | 0.402 | 1 | FALSE |  | FALSE |  | TRUE | SOLARPHOTOVO | TRUE | SOLARPHOTOVO
1334 | POMZ 22A 22.000-QO | 1486 | 0.18 | 0 |  |  | 0.2 | 1 | FALSE |  | FALSE |  | TRUE | OTHERNONRES | TRUE | OTHERNONRES
1335 | POMZ 22A 22.000-QP | 1486 | 0.608 | 0 |  |  | 0.905 | 1 | FALSE |  | FALSE |  | TRUE | SOLARPHOTOVO | TRUE | SOLARPHOTOVO
1336 | POMZ 22B 22.000-B | 1487 | 0 | 0 |  |  | 1.574 | 1 | FALSE |  | FALSE |  | TRUE | BATTERYSTRG | TRUE | BATTERYSTRG
1337 | POMZ 22B 22.000-N | 1487 | 18.65 | 0 |  |  | 27.732 | 1 | FALSE |  | FALSE |  | TRUE | SOLARPHOTOVO | TRUE | SOLARPHOTOVO
1338 | POMZ 22B 22.000-P | 1487 | 0.658 | 0 |  |  | 0.746 | 1 | FALSE |  | FALSE |  | TRUE | SOLARPHOTOVO | TRUE | SOLARPHOTOVO
1339 | POMZ 22B 22.000-QP | 1487 | 1.13 | 0 |  |  | 1.681 | 1 | FALSE |  | FALSE |  | TRUE | SOLARPHOTOVO | TRUE | SOLARPHOTOVO
1340 | PUMA 111 11.000-B | 1489 | 0 | 0 |  |  | 1.006 | 1 | FALSE |  | FALSE |  | TRUE | BATTERYSTRG | TRUE | BATTERYSTRG
1341 | PUMA 111 11.000-N | 1489 | 11.656 | 0 |  |  | 17.333 | 1 | FALSE |  | FALSE |  | TRUE | SOLARPHOTOVO | TRUE | SOLARPHOTOVO
1342 | PUMA 111 11.000-O | 1489 | 0.369 | 0 |  |  | 1.864 | 1 | FALSE |  | FALSE |  | TRUE | OTHERNONRES | TRUE | OTHERNONRES
1343 | PUMA 111 11.000-P | 1489 | 10.187 | 0 |  |  | 11.55 | 1 | FALSE |  | FALSE |  | TRUE | SOLARPHOTOVO | TRUE | SOLARPHOTOVO
1344 | PUMA 111 11.000-QP | 1489 | 2.391 | 0 |  |  | 3.555 | 1 | FALSE |  | FALSE |  | TRUE | SOLARPHOTOVO | TRUE | SOLARPHOTOVO
1345 | RACK 22A 22.000-B | 1492 | 0 | 0 |  |  | 0.51 | 1 | FALSE |  | FALSE |  | TRUE | BATTERYSTRG | TRUE | BATTERYSTRG
1346 | RACK 22A 22.000-N | 1492 | 6.042 | 0 |  |  | 8.985 | 1 | FALSE |  | FALSE |  | TRUE | SOLARPHOTOVO | TRUE | SOLARPHOTOVO
1347 | RACK 22A 22.000-P | 1492 | 4.16 | 0 |  |  | 4.716 | 1 | FALSE |  | FALSE |  | TRUE | SOLARPHOTOVO | TRUE | SOLARPHOTOVO
1348 | RACK 22A 22.000-QP | 1492 | 2.459 | 0 |  |  | 3.657 | 1 | FALSE |  | FALSE |  | TRUE | SOLARPHOTOVO | TRUE | SOLARPHOTOVO
1349 | RACK 22A 22.000-R | 1492 | 1.225 | 0.368 |  |  | 2.932 | 1 | FALSE |  | FALSE |  | TRUE | OTHERRES | TRUE | OTHERRES
1350 | RACK 22A 22.000-V | 1492 | 1 | 0 |  |  | 1.401 | 1 | FALSE |  | FALSE |  | TRUE | HYDRORANPOND | TRUE | HYDRORANPOND
1351 | RACK 22B 22.000-B | 1493 | 0 | 0 |  |  | 0.447 | 1 | FALSE |  | FALSE |  | TRUE | BATTERYSTRG | TRUE | BATTERYSTRG
1352 | RACK 22B 22.000-N | 1493 | 5.299 | 0 |  |  | 7.88 | 1 | FALSE |  | FALSE |  | TRUE | SOLARPHOTOVO | TRUE | SOLARPHOTOVO
1353 | RACK 22B 22.000-P | 1493 | 3.648 | 0 |  |  | 4.136 | 1 | FALSE |  | FALSE |  | TRUE | SOLARPHOTOVO | TRUE | SOLARPHOTOVO
1354 | RACK 22B 22.000-QP | 1493 | 2.157 | 0 |  |  | 3.207 | 1 | FALSE |  | FALSE |  | TRUE | SOLARPHOTOVO | TRUE | SOLARPHOTOVO
1355 | RAFU 11K 11.000-1 | 1494 | 1.8 | 0.54 |  |  | 4 | 1 | FALSE |  | FALSE |  | TRUE | OTHERNONRES | TRUE | OTHERNONRES
1356 | RAFU 11K 11.000-2 | 1494 | 1.8 | 0.54 |  |  | 4 | 1 | FALSE |  | FALSE |  | TRUE | OTHERNONRES | TRUE | OTHERNONRES
1357 | RAFU 11K 11.000-3 | 1494 | 1.8 | 0.54 |  |  | 4 | 1 | FALSE |  | FALSE |  | TRUE | OTHERNONRES | TRUE | OTHERNONRES
1358 | RAFU 11K 11.000-BT | 1494 | 0 | 0 |  |  | 0.405 | 1 | FALSE |  | FALSE |  | TRUE | BATTERYSTRG | TRUE | BATTERYSTRG
1359 | RAKH 221 22.000-B | 1495 | 0 | 0 |  |  | 0.312 | 1 | FALSE |  | FALSE |  | TRUE | BATTERYSTRG | TRUE | BATTERYSTRG
1360 | RAKH 221 22.000-N | 1495 | 3.705 | 0 |  |  | 5.509 | 1 | FALSE |  | FALSE |  | TRUE | SOLARPHOTOVO | TRUE | SOLARPHOTOVO
1361 | RAKH 221 22.000-P | 1495 | 31.94 | 0 |  |  | 36.212 | 1 | FALSE |  | FALSE |  | TRUE | SOLARPHOTOVO | TRUE | SOLARPHOTOVO
1362 | RAKH 221 22.000-QP | 1495 | 2.02 | 0 |  |  | 3.005 | 1 | FALSE |  | FALSE |  | TRUE | SOLARPHOTOVO | TRUE | SOLARPHOTOVO
1363 | RECS 221 22.000-B | 1497 | 0 | 0 |  |  | 0.218 | 1 | FALSE |  | FALSE |  | TRUE | BATTERYSTRG | TRUE | BATTERYSTRG
1364 | RECS 221 22.000-N | 1497 | 2.066 | 0 |  |  | 3.072 | 1 | FALSE |  | FALSE |  | TRUE | SOLARPHOTOVO | TRUE | SOLARPHOTOVO
1365 | RECS 221 22.000-P | 1497 | 2.628 | 0 |  |  | 2.979 | 1 | FALSE |  | FALSE |  | TRUE | SOLARPHOTOVO | TRUE | SOLARPHOTOVO
1366 | RECS 221 22.000-QP | 1497 | 0.395 | 0 |  |  | 0.587 | 1 | FALSE |  | FALSE |  | TRUE | SOLARPHOTOVO | TRUE | SOLARPHOTOVO
1367 | RETS 221 22.000-B | 1498 | 0 | 0 |  |  | 0.555 | 1 | FALSE |  | FALSE |  | TRUE | BATTERYSTRG | TRUE | BATTERYSTRG
1368 | RETS 221 22.000-N | 1498 | 5.246 | 0 |  |  | 7.801 | 1 | FALSE |  | FALSE |  | TRUE | SOLARPHOTOVO | TRUE | SOLARPHOTOVO
1369 | RETS 221 22.000-P | 1498 | 17.736 | 0 |  |  | 20.109 | 1 | FALSE |  | FALSE |  | TRUE | SOLARPHOTOVO | TRUE | SOLARPHOTOVO
1370 | RETS 221 22.000-QP | 1498 | 10.06 | 0 |  |  | 14.959 | 1 | FALSE |  | FALSE |  | TRUE | SOLARPHOTOVO | TRUE | SOLARPHOTOVO
1371 | RFAL 111 11.000-B | 1500 | 0 | 0 |  |  | 0.331 | 1 | FALSE |  | FALSE |  | TRUE | BATTERYSTRG | TRUE | BATTERYSTRG
1372 | RFAL 111 11.000-N | 1500 | 3.918 | 0 |  |  | 5.827 | 1 | FALSE |  | FALSE |  | TRUE | SOLARPHOTOVO | TRUE | SOLARPHOTOVO
1373 | RFAL 111 11.000-O | 1500 | 0.27 | 0.081 |  |  | 1.364 | 1 | FALSE |  | FALSE |  | TRUE | OTHERNONRES | TRUE | OTHERNONRES
1374 | RFAL 111 11.000-P | 1500 | 0.126 | 0 |  |  | 0.142 | 1 | FALSE |  | FALSE |  | TRUE | SOLARPHOTOVO | TRUE | SOLARPHOTOVO
1375 | RFAL 111 11.000-QP | 1500 | 0.765 | 0 |  |  | 1.138 | 1 | FALSE |  | FALSE |  | TRUE | SOLARPHOTOVO | TRUE | SOLARPHOTOVO
1376 | RFAL 112 11.000-B | 1501 | 0 | 0 |  |  | 0.598 | 1 | FALSE |  | FALSE |  | TRUE | BATTERYSTRG | TRUE | BATTERYSTRG
1377 | RFAL 112 11.000-N | 1501 | 7.089 | 0 |  |  | 10.542 | 1 | FALSE |  | FALSE |  | TRUE | SOLARPHOTOVO | TRUE | SOLARPHOTOVO
1378 | RFAL 112 11.000-P | 1501 | 0.227 | 0 |  |  | 0.258 | 1 | FALSE |  | FALSE |  | TRUE | SOLARPHOTOVO | TRUE | SOLARPHOTOVO
1379 | RFAL 112 11.000-QP | 1501 | 1.385 | 0 |  |  | 2.059 | 1 | FALSE |  | FALSE |  | TRUE | SOLARPHOTOVO | TRUE | SOLARPHOTOVO
1380 | RKER 22B 22.000-B | 1503 | 0 | 0 |  |  | 1.173 | 1 | FALSE |  | FALSE |  | TRUE | BATTERYSTRG | TRUE | BATTERYSTRG
1381 | RKER 22B 22.000-N | 1503 | 13.895 | 0 |  |  | 20.661 | 1 | FALSE |  | FALSE |  | TRUE | SOLARPHOTOVO | TRUE | SOLARPHOTOVO
1382 | RKER 22B 22.000-P | 1503 | 6.536 | 0 |  |  | 7.411 | 1 | FALSE |  | FALSE |  | TRUE | SOLARPHOTOVO | TRUE | SOLARPHOTOVO
1383 | RKER 22B 22.000-QP | 1503 | 1.963 | 0 |  |  | 2.92 | 1 | FALSE |  | FALSE |  | TRUE | SOLARPHOTOVO | TRUE | SOLARPHOTOVO
1384 | RKER 22C 22.000-B | 1504 | 0 | 0 |  |  | 1.194 | 1 | FALSE |  | FALSE |  | TRUE | BATTERYSTRG | TRUE | BATTERYSTRG
1385 | RKER 22C 22.000-N | 1504 | 14.15 | 0 |  |  | 21.04 | 1 | FALSE |  | FALSE |  | TRUE | SOLARPHOTOVO | TRUE | SOLARPHOTOVO
1386 | RKER 22C 22.000-P | 1504 | 6.656 | 0 |  |  | 7.547 | 1 | FALSE |  | FALSE |  | TRUE | SOLARPHOTOVO | TRUE | SOLARPHOTOVO
1387 | RKER 22C 22.000-QP | 1504 | 2 | 0 |  |  | 2.973 | 1 | FALSE |  | FALSE |  | TRUE | SOLARPHOTOVO | TRUE | SOLARPHOTOVO
1388 | ROZS 111 11.000-B | 1505 | 0 | 0 |  |  | 0.63 | 1 | FALSE |  | FALSE |  | TRUE | BATTERYSTRG | TRUE | BATTERYSTRG
1389 | ROZS 111 11.000-N | 1505 | 7.463 | 0 |  |  | 11.097 | 1 | FALSE |  | FALSE |  | TRUE | SOLARPHOTOVO | TRUE | SOLARPHOTOVO
1390 | ROZS 111 11.000-O | 1505 | 0.851 | 0.255 |  |  | 4.305 | 1 | FALSE |  | FALSE |  | TRUE | OTHERNONRES | TRUE | OTHERNONRES
1391 | ROZS 111 11.000-P | 1505 | 0.406 | 0 |  |  | 0.46 | 1 | FALSE |  | FALSE |  | TRUE | SOLARPHOTOVO | TRUE | SOLARPHOTOVO
1392 | ROZS 111 11.000-QP | 1505 | 1.396 | 0 |  |  | 2.076 | 1 | FALSE |  | FALSE |  | TRUE | SOLARPHOTOVO | TRUE | SOLARPHOTOVO
1393 | SARB 221 22.000-B | 1507 | 0 | 0 |  |  | 0.572 | 1 | FALSE |  | FALSE |  | TRUE | BATTERYSTRG | TRUE | BATTERYSTRG
1394 | SARB 221 22.000-N | 1507 | 6.627 | 0 |  |  | 9.855 | 1 | FALSE |  | FALSE |  | TRUE | SOLARPHOTOVO | TRUE | SOLARPHOTOVO
1395 | SARB 221 22.000-O | 1507 | 0.124 | 0 |  |  | 0.625 | 1 | FALSE |  | FALSE |  | TRUE | OTHERNONRES | TRUE | OTHERNONRES
1396 | SARB 221 22.000-P | 1507 | 11.696 | 0 |  |  | 13.26 | 1 | FALSE |  | FALSE |  | TRUE | SOLARPHOTOVO | TRUE | SOLARPHOTOVO
1397 | SARB 221 22.000-QP | 1507 | 2.152 | 0 |  |  | 3.2 | 1 | FALSE |  | FALSE |  | TRUE | SOLARPHOTOVO | TRUE | SOLARPHOTOVO
1398 | SARB 221 22.000-W | 1507 | 0.039 | 0 |  |  | 0.05 | 0.85 | FALSE |  | FALSE |  | TRUE | WINDONSHORE | TRUE | WINDONSHORE
1399 | SIKL 221 22.000-B | 1514 | 0 | 0 |  |  | 1.08 | 1 | FALSE |  | FALSE |  | TRUE | BATTERYSTRG | TRUE | BATTERYSTRG
1400 | SIKL 221 22.000-N | 1514 | 12.52 | 0 |  |  | 18.618 | 1 | FALSE |  | FALSE |  | TRUE | SOLARPHOTOVO | TRUE | SOLARPHOTOVO
1401 | SIKL 221 22.000-O | 1514 | 0.206 | 0 |  |  | 1.04 | 1 | FALSE |  | FALSE |  | TRUE | OTHERNONRES | TRUE | OTHERNONRES
1402 | SIKL 221 22.000-P | 1514 | 20.009 | 0 |  |  | 22.685 | 1 | FALSE |  | FALSE |  | TRUE | SOLARPHOTOVO | TRUE | SOLARPHOTOVO
1403 | SIKL 221 22.000-QP | 1514 | 1.91 | 0 |  |  | 2.841 | 1 | FALSE |  | FALSE |  | TRUE | SOLARPHOTOVO | TRUE | SOLARPHOTOVO
1404 | SIKL 221 22.000-R | 1514 | 0.266 | 0 |  |  | 0.637 | 1 | FALSE |  | FALSE |  | TRUE | OTHERRES | TRUE | OTHERRES
1405 | SIKO 22A 22.000-B | 1516 | 0 | 0 |  |  | 0.253 | 1 | FALSE |  | FALSE |  | TRUE | BATTERYSTRG | TRUE | BATTERYSTRG
1406 | SIKO 22A 22.000-N | 1516 | 2.927 | 0 |  |  | 4.352 | 1 | FALSE |  | FALSE |  | TRUE | SOLARPHOTOVO | TRUE | SOLARPHOTOVO
1407 | SIKO 22A 22.000-P | 1516 | 8.244 | 0 |  |  | 9.346 | 1 | FALSE |  | FALSE |  | TRUE | SOLARPHOTOVO | TRUE | SOLARPHOTOVO
1408 | SIKO 22A 22.000-QP | 1516 | 0.998 | 0 |  |  | 1.484 | 1 | FALSE |  | FALSE |  | TRUE | SOLARPHOTOVO | TRUE | SOLARPHOTOVO
1409 | SIKO 22B 22.000-B | 1517 | 0 | 0 |  |  | 0.253 | 1 | FALSE |  | FALSE |  | TRUE | BATTERYSTRG | TRUE | BATTERYSTRG
1410 | SIKO 22B 22.000-N | 1517 | 2.927 | 0 |  |  | 4.352 | 1 | FALSE |  | FALSE |  | TRUE | SOLARPHOTOVO | TRUE | SOLARPHOTOVO
1411 | SIKO 22B 22.000-P | 1517 | 8.244 | 0 |  |  | 9.346 | 1 | FALSE |  | FALSE |  | TRUE | SOLARPHOTOVO | TRUE | SOLARPHOTOVO
1412 | SIKO 22B 22.000-QP | 1517 | 0.998 | 0 |  |  | 1.484 | 1 | FALSE |  | FALSE |  | TRUE | SOLARPHOTOVO | TRUE | SOLARPHOTOVO
1413 | SIOF 221 22.000-B | 1518 | 0 | 0 |  |  | 0.719 | 1 | FALSE |  | FALSE |  | TRUE | BATTERYSTRG | TRUE | BATTERYSTRG
1414 | SIOF 221 22.000-N | 1518 | 8.327 | 0 |  |  | 12.384 | 1 | FALSE |  | FALSE |  | TRUE | SOLARPHOTOVO | TRUE | SOLARPHOTOVO
1415 | SIOF 221 22.000-P | 1518 | 12.179 | 0 |  |  | 13.808 | 1 | FALSE |  | FALSE |  | TRUE | SOLARPHOTOVO | TRUE | SOLARPHOTOVO
1416 | SIOF 221 22.000-QP | 1518 | 1.146 | 0 |  |  | 1.704 | 1 | FALSE |  | FALSE |  | TRUE | SOLARPHOTOVO | TRUE | SOLARPHOTOVO
1417 | SIOF 222 22.000-B | 1519 | 0 | 0 |  |  | 0.719 | 1 | FALSE |  | FALSE |  | TRUE | BATTERYSTRG | TRUE | BATTERYSTRG
1418 | SIOF 222 22.000-N | 1519 | 8.327 | 0 |  |  | 12.384 | 1 | FALSE |  | FALSE |  | TRUE | SOLARPHOTOVO | TRUE | SOLARPHOTOVO
1419 | SIOF 222 22.000-O | 1519 | 0.231 | 0 |  |  | 1.17 | 1 | FALSE |  | FALSE |  | TRUE | OTHERNONRES | TRUE | OTHERNONRES
1420 | SIOF 222 22.000-P | 1519 | 12.179 | 0 |  |  | 13.808 | 1 | FALSE |  | FALSE |  | TRUE | SOLARPHOTOVO | TRUE | SOLARPHOTOVO
1421 | SIOF 222 22.000-QP | 1519 | 1.146 | 0 |  |  | 1.704 | 1 | FALSE |  | FALSE |  | TRUE | SOLARPHOTOVO | TRUE | SOLARPHOTOVO
1422 | SIOF 222 22.000-R | 1519 | 0.903 | 0 |  |  | 2.162 | 1 | FALSE |  | FALSE |  | TRUE | OTHERRES | TRUE | OTHERRES
1423 | SKOV 221 22.000-B | 1521 | 0 | 0 |  |  | 0.291 | 1 | FALSE |  | FALSE |  | TRUE | BATTERYSTRG | TRUE | BATTERYSTRG
1424 | SKOV 221 22.000-N | 1521 | 3.455 | 0 |  |  | 5.137 | 1 | FALSE |  | FALSE |  | TRUE | SOLARPHOTOVO | TRUE | SOLARPHOTOVO
1425 | SKOV 221 22.000-P | 1521 | 1.42 | 0 |  |  | 1.61 | 1 | FALSE |  | FALSE |  | TRUE | SOLARPHOTOVO | TRUE | SOLARPHOTOVO
1426 | SKOV 221 22.000-QP | 1521 | 1.873 | 0 |  |  | 2.786 | 1 | FALSE |  | FALSE |  | TRUE | SOLARPHOTOVO | TRUE | SOLARPHOTOVO
1427 | SKOV 221 22.000-V | 1521 | 0.593 | 0 |  |  | 0.831 | 1 | FALSE |  | FALSE |  | TRUE | HYDRORANPOND | TRUE | HYDRORANPOND
1428 | SKOV 222 22.000-B | 1522 | 0 | 0 |  |  | 0.291 | 1 | FALSE |  | FALSE |  | TRUE | BATTERYSTRG | TRUE | BATTERYSTRG
1429 | SKOV 222 22.000-N | 1522 | 3.455 | 0 |  |  | 5.137 | 1 | FALSE |  | FALSE |  | TRUE | SOLARPHOTOVO | TRUE | SOLARPHOTOVO
1430 | SKOV 222 22.000-P | 1522 | 1.42 | 0 |  |  | 1.61 | 1 | FALSE |  | FALSE |  | TRUE | SOLARPHOTOVO | TRUE | SOLARPHOTOVO
1431 | SKOV 222 22.000-QP | 1522 | 1.873 | 0 |  |  | 2.786 | 1 | FALSE |  | FALSE |  | TRUE | SOLARPHOTOVO | TRUE | SOLARPHOTOVO
1432 | SKOV 222 22.000-V | 1522 | 0.593 | 0 |  |  | 0.831 | 1 | FALSE |  | FALSE |  | TRUE | HYDRORANPOND | TRUE | HYDRORANPOND
1433 | SKOV 222 22.000-W | 1522 | 1.548 | 0 |  |  | 2 | 0.85 | FALSE |  | FALSE |  | TRUE | WINDONSHORE | TRUE | WINDONSHORE
1434 | SOJT 221 22.000-B | 1526 | 0 | 0 |  |  | 0.395 | 1 | FALSE |  | FALSE |  | TRUE | BATTERYSTRG | TRUE | BATTERYSTRG
1435 | SOJT 221 22.000-N | 1526 | 4.577 | 0 |  |  | 6.807 | 1 | FALSE |  | FALSE |  | TRUE | SOLARPHOTOVO | TRUE | SOLARPHOTOVO
1436 | SOJT 221 22.000-P | 1526 | 28.519 | 0 |  |  | 32.333 | 1 | FALSE |  | FALSE |  | TRUE | SOLARPHOTOVO | TRUE | SOLARPHOTOVO
1437 | SOJT 221 22.000-QP | 1526 | 1.792 | 0 |  |  | 2.665 | 1 | FALSE |  | FALSE |  | TRUE | SOLARPHOTOVO | TRUE | SOLARPHOTOVO
1438 | SOJT 221 22.000-R | 1526 | 0.224 | 0 |  |  | 0.536 | 1 | FALSE |  | FALSE |  | TRUE | OTHERRES | TRUE | OTHERRES
1439 | SOLY 221 22.000-B | 1528 | 0 | 0 |  |  | 1.18 | 1 | FALSE |  | FALSE |  | TRUE | BATTERYSTRG | TRUE | BATTERYSTRG
1440 | SOLY 221 22.000-N | 1528 | 13.982 | 0 |  |  | 20.791 | 1 | FALSE |  | FALSE |  | TRUE | SOLARPHOTOVO | TRUE | SOLARPHOTOVO
1441 | SOLY 221 22.000-P | 1528 | 0.233 | 0 |  |  | 0.264 | 1 | FALSE |  | FALSE |  | TRUE | SOLARPHOTOVO | TRUE | SOLARPHOTOVO
1442 | SOLY 221 22.000-QO | 1528 | 1.89 | 0 |  |  | 2.1 | 1 | FALSE |  | FALSE |  | TRUE | OTHERNONRES | TRUE | OTHERNONRES
1443 | SOLY 221 22.000-QP | 1528 | 1.56 | 0 |  |  | 2.32 | 1 | FALSE |  | FALSE |  | TRUE | SOLARPHOTOVO | TRUE | SOLARPHOTOVO
1444 | SOLY 222 22.000-B | 1529 | 0 | 0 |  |  | 1.219 | 1 | FALSE |  | FALSE |  | TRUE | BATTERYSTRG | TRUE | BATTERYSTRG
1445 | SOLY 222 22.000-N | 1529 | 14.44 | 0 |  |  | 21.472 | 1 | FALSE |  | FALSE |  | TRUE | SOLARPHOTOVO | TRUE | SOLARPHOTOVO
1446 | SOLY 222 22.000-P | 1529 | 0.24 | 0 |  |  | 0.273 | 1 | FALSE |  | FALSE |  | TRUE | SOLARPHOTOVO | TRUE | SOLARPHOTOVO
1447 | SOLY 222 22.000-QP | 1529 | 1.612 | 0 |  |  | 2.396 | 1 | FALSE |  | FALSE |  | TRUE | SOLARPHOTOVO | TRUE | SOLARPHOTOVO
1448 | SOPK 114 11.000-B | 1530 | 0 | 0 |  |  | 0.178 | 1 | FALSE |  | FALSE |  | TRUE | BATTERYSTRG | TRUE | BATTERYSTRG
1449 | SOPK 114 11.000-N | 1530 | 2.114 | 0 |  |  | 3.143 | 1 | FALSE |  | FALSE |  | TRUE | SOLARPHOTOVO | TRUE | SOLARPHOTOVO
1450 | SOPK 114 11.000-O | 1530 | 0.001 | 0 |  |  | 0.004 | 1 | FALSE |  | FALSE |  | TRUE | OTHERNONRES | TRUE | OTHERNONRES
1451 | SOPK 114 11.000-QP | 1530 | 1.583 | 0 |  |  | 2.354 | 1 | FALSE |  | FALSE |  | TRUE | SOLARPHOTOVO | TRUE | SOLARPHOTOVO
1452 | SOPK 114 11.000-R | 1530 | 0 | 0 |  |  | 0.001 | 1 | FALSE |  | FALSE |  | TRUE | OTHERRES | TRUE | OTHERRES
1453 | SOPK 115 11.000-B | 1531 | 0 | 0 |  |  | 0.178 | 1 | FALSE |  | FALSE |  | TRUE | BATTERYSTRG | TRUE | BATTERYSTRG
1454 | SOPK 115 11.000-N | 1531 | 2.114 | 0 |  |  | 3.143 | 1 | FALSE |  | FALSE |  | TRUE | SOLARPHOTOVO | TRUE | SOLARPHOTOVO
1455 | SOPK 115 11.000-O | 1531 | 0.64 | 0 |  |  | 3.236 | 1 | FALSE |  | FALSE |  | TRUE | OTHERNONRES | TRUE | OTHERNONRES
1456 | SOPK 115 11.000-QP | 1531 | 1.583 | 0 |  |  | 2.354 | 1 | FALSE |  | FALSE |  | TRUE | SOLARPHOTOVO | TRUE | SOLARPHOTOVO
1457 | SOPK 115 11.000-R | 1531 | 0.138 | 0 |  |  | 0.33 | 1 | FALSE |  | FALSE |  | TRUE | OTHERRES | TRUE | OTHERRES
1458 | SOPK 224 22.000-B | 1532 | 0 | 0 |  |  | 0.369 | 1 | FALSE |  | FALSE |  | TRUE | BATTERYSTRG | TRUE | BATTERYSTRG
1459 | SOPK 224 22.000-N | 1532 | 4.384 | 0 |  |  | 6.52 | 1 | FALSE |  | FALSE |  | TRUE | SOLARPHOTOVO | TRUE | SOLARPHOTOVO
1460 | SOPK 224 22.000-O | 1532 | 0.123 | 0 |  |  | 0.624 | 1 | FALSE |  | FALSE |  | TRUE | OTHERNONRES | TRUE | OTHERNONRES
1461 | SOPK 224 22.000-P | 1532 | 0.187 | 0 |  |  | 0.213 | 1 | FALSE |  | FALSE |  | TRUE | SOLARPHOTOVO | TRUE | SOLARPHOTOVO
1462 | SOPK 224 22.000-QP | 1532 | 0.661 | 0 |  |  | 0.982 | 1 | FALSE |  | FALSE |  | TRUE | SOLARPHOTOVO | TRUE | SOLARPHOTOVO
1463 | SOPK 224 22.000-R | 1532 | 0.138 | 0 |  |  | 0.329 | 1 | FALSE |  | FALSE |  | TRUE | OTHERRES | TRUE | OTHERRES
1464 | SOPK 225 22.000-B | 1533 | 0 | 0 |  |  | 0.369 | 1 | FALSE |  | FALSE |  | TRUE | BATTERYSTRG | TRUE | BATTERYSTRG
1465 | SOPK 225 22.000-N | 1533 | 4.384 | 0 |  |  | 6.52 | 1 | FALSE |  | FALSE |  | TRUE | SOLARPHOTOVO | TRUE | SOLARPHOTOVO
1466 | SOPK 225 22.000-O | 1533 | 0 | 0 |  |  | 0.001 | 1 | FALSE |  | FALSE |  | TRUE | OTHERNONRES | TRUE | OTHERNONRES
1467 | SOPK 225 22.000-P | 1533 | 0.187 | 0 |  |  | 0.213 | 1 | FALSE |  | FALSE |  | TRUE | SOLARPHOTOVO | TRUE | SOLARPHOTOVO
1468 | SOPK 225 22.000-QP | 1533 | 0.661 | 0 |  |  | 0.982 | 1 | FALSE |  | FALSE |  | TRUE | SOLARPHOTOVO | TRUE | SOLARPHOTOVO
1469 | SOPK 225 22.000-R | 1533 | 0 | 0 |  |  | 0.001 | 1 | FALSE |  | FALSE |  | TRUE | OTHERRES | TRUE | OTHERRES
1470 | SOPN 11D 11.000-B | 1535 | 0 | 0 |  |  | 0.326 | 1 | FALSE |  | FALSE |  | TRUE | BATTERYSTRG | TRUE | BATTERYSTRG
1471 | SOPN 11D 11.000-N | 1535 | 3.873 | 0 |  |  | 5.76 | 1 | FALSE |  | FALSE |  | TRUE | SOLARPHOTOVO | TRUE | SOLARPHOTOVO
1472 | SOPN 11D 11.000-QP | 1535 | 2.967 | 0 |  |  | 4.413 | 1 | FALSE |  | FALSE |  | TRUE | SOLARPHOTOVO | TRUE | SOLARPHOTOVO
1473 | SORS 22A 22.000-B | 1539 | 0 | 0 |  |  | 1.11 | 1 | FALSE |  | FALSE |  | TRUE | BATTERYSTRG | TRUE | BATTERYSTRG
1474 | SORS 22A 22.000-N | 1539 | 13.156 | 0 |  |  | 19.562 | 1 | FALSE |  | FALSE |  | TRUE | SOLARPHOTOVO | TRUE | SOLARPHOTOVO
1475 | SORS 22A 22.000-P | 1539 | 4.52 | 0 |  |  | 5.125 | 1 | FALSE |  | FALSE |  | TRUE | SOLARPHOTOVO | TRUE | SOLARPHOTOVO
1476 | SORS 22A 22.000-QP | 1539 | 3.28 | 0 |  |  | 4.878 | 1 | FALSE |  | FALSE |  | TRUE | SOLARPHOTOVO | TRUE | SOLARPHOTOVO
1477 | SORS 22A 22.000-R | 1539 | 0.966 | 0.29 |  |  | 2.312 | 1 | FALSE |  | FALSE |  | TRUE | OTHERRES | TRUE | OTHERRES
1478 | SORS 22B 22.000-B | 1540 | 0 | 0 |  |  | 1.233 | 1 | FALSE |  | FALSE |  | TRUE | BATTERYSTRG | TRUE | BATTERYSTRG
1479 | SORS 22B 22.000-B2 | 1540 | 0 | 0 |  |  | 3 | 1 | FALSE |  | FALSE |  | TRUE | BATTERYSTRG | TRUE | BATTERYSTRG
1480 | SORS 22B 22.000-BT | 1540 | 0 | 0 |  |  | 9.5 | 1 | FALSE |  | FALSE |  | TRUE | BATTERYSTRG | TRUE | BATTERYSTRG
1481 | SORS 22B 22.000-N | 1540 | 14.607 | 0 |  |  | 21.721 | 1 | FALSE |  | FALSE |  | TRUE | SOLARPHOTOVO | TRUE | SOLARPHOTOVO
1482 | SORS 22B 22.000-P | 1540 | 5.019 | 0 |  |  | 5.69 | 1 | FALSE |  | FALSE |  | TRUE | SOLARPHOTOVO | TRUE | SOLARPHOTOVO
1483 | SORS 22B 22.000-QP | 1540 | 3.642 | 0 |  |  | 5.416 | 1 | FALSE |  | FALSE |  | TRUE | SOLARPHOTOVO | TRUE | SOLARPHOTOVO
1484 | SOTA 111 11.000-1 | 1542 | 0.378 | 0 |  |  | 2.701 | 1 | FALSE |  | FALSE |  | TRUE | OTHERNONRES | TRUE | OTHERNONRES
1485 | SOTA 111 11.000-2 | 1542 | 0.378 | 0 |  |  | 2.701 | 1 | FALSE |  | FALSE |  | TRUE | OTHERNONRES | TRUE | OTHERNONRES
1486 | SOTA 111 11.000-3 | 1542 | 0.378 | 0 |  |  | 2.701 | 1 | FALSE |  | FALSE |  | TRUE | OTHERNONRES | TRUE | OTHERNONRES
1487 | SOTA 111 11.000-4 | 1542 | 0.378 | 0 |  |  | 2.701 | 1 | FALSE |  | FALSE |  | TRUE | OTHERNONRES | TRUE | OTHERNONRES
1488 | SOTA 111 11.000-5 | 1542 | 0.378 | 0 |  |  | 2.701 | 1 | FALSE |  | FALSE |  | TRUE | OTHERNONRES | TRUE | OTHERNONRES
1489 | SOTA 111 11.000-6 | 1542 | 0.378 | 0 |  |  | 2.701 | 1 | FALSE |  | FALSE |  | TRUE | OTHERNONRES | TRUE | OTHERNONRES
1490 | STAR 221 22.000-B | 1543 | 0 | 0 |  |  | 0.59 | 1 | FALSE |  | FALSE |  | TRUE | BATTERYSTRG | TRUE | BATTERYSTRG
1491 | STAR 221 22.000-N | 1543 | 5.586 | 0 |  |  | 8.306 | 1 | FALSE |  | FALSE |  | TRUE | SOLARPHOTOVO | TRUE | SOLARPHOTOVO
1492 | STAR 221 22.000-O | 1543 | 2.226 | 0 |  |  | 11.256 | 1 | FALSE |  | FALSE |  | TRUE | OTHERNONRES | TRUE | OTHERNONRES
1493 | STAR 221 22.000-P | 1543 | 1.086 | 0 |  |  | 1.231 | 1 | FALSE |  | FALSE |  | TRUE | SOLARPHOTOVO | TRUE | SOLARPHOTOVO
1494 | STAR 221 22.000-QP | 1543 | 1.999 | 0 |  |  | 2.973 | 1 | FALSE |  | FALSE |  | TRUE | SOLARPHOTOVO | TRUE | SOLARPHOTOVO
1495 | STARPK11 11.000-1 | 1545 | 1.66 | 0 |  |  | 4 | 1 | FALSE |  | FALSE |  | TRUE | OTHERNONRES | TRUE | OTHERNONRES
1496 | STARPK11 11.000-2 | 1545 | 0 | 0 |  |  | 4 | 1 | FALSE |  | FALSE |  | TRUE | OTHERNONRES | TRUE | OTHERNONRES
1497 | STARPK11 11.000-3 | 1545 | 0 | 0 |  |  | 4 | 1 | FALSE |  | FALSE |  | TRUE | OTHERNONRES | TRUE | OTHERNONRES
1498 | SUME 22A 22.000-B | 1546 | 0 | 0 |  |  | 0.312 | 1 | FALSE |  | FALSE |  | TRUE | BATTERYSTRG | TRUE | BATTERYSTRG
1499 | SUME 22A 22.000-N | 1546 | 3.712 | 0 |  |  | 5.52 | 1 | FALSE |  | FALSE |  | TRUE | SOLARPHOTOVO | TRUE | SOLARPHOTOVO
1500 | SUME 22A 22.000-P | 1546 | 12.328 | 0 |  |  | 13.977 | 1 | FALSE |  | FALSE |  | TRUE | SOLARPHOTOVO | TRUE | SOLARPHOTOVO
1501 | SUME 22A 22.000-QP | 1546 | 1.668 | 0 |  |  | 2.481 | 1 | FALSE |  | FALSE |  | TRUE | SOLARPHOTOVO | TRUE | SOLARPHOTOVO
1502 | SZAE 112 11.000-1 | 1549 | 3.45 | 12.0346 |  |  | 21.8 | 1 | FALSE |  | FALSE |  | TRUE | OTHERRES | TRUE | OTHERRES
1504 | SZARV222 22.000-B | 1553 | 0 | 0 |  |  | 1.099 | 1 | FALSE |  | FALSE |  | TRUE | BATTERYSTRG | TRUE | BATTERYSTRG
1505 | SZARV222 22.000-G | 1553 | 0.66 | 0 |  |  | 4.17 | 1 | FALSE |  | FALSE |  | TRUE | GASBIO | TRUE | GASBIO
1506 | SZARV222 22.000-N | 1553 | 8.053 | 0 |  |  | 11.976 | 1 | FALSE |  | FALSE |  | TRUE | SOLARPHOTOVO | TRUE | SOLARPHOTOVO
1507 | SZARV222 22.000-P | 1553 | 3.835 | -0.001 |  |  | 4.348 | 1 | FALSE |  | FALSE |  | TRUE | SOLARPHOTOVO | TRUE | SOLARPHOTOVO
1508 | SZARV222 22.000-Q | 1553 | 2.2071 | 0 |  |  | 3.2819 | 1 | FALSE |  | FALSE |  | TRUE | SOLARPHOTOVO | TRUE | SOLARPHOTOVO
1509 | SZARV222 22.000-V | 1553 | 1.458 | 0 |  |  | 2.042 | 1 | FALSE |  | FALSE |  | TRUE | HYDRORANPOND | TRUE | HYDRORANPOND
1510 | SZBA 221 22.000-B | 1554 | 0 | 0 |  |  | 0.639 | 1 | FALSE |  | FALSE |  | TRUE | BATTERYSTRG | TRUE | BATTERYSTRG
1511 | SZBA 221 22.000-N | 1554 | 7.594 | 0 |  |  | 11.293 | 1 | FALSE |  | FALSE |  | TRUE | SOLARPHOTOVO | TRUE | SOLARPHOTOVO
1512 | SZBA 221 22.000-P | 1554 | 5.689 | 0 |  |  | 6.45 | 1 | FALSE |  | FALSE |  | TRUE | SOLARPHOTOVO | TRUE | SOLARPHOTOVO
1513 | SZBA 221 22.000-QP | 1554 | 1.593 | 0 |  |  | 2.369 | 1 | FALSE |  | FALSE |  | TRUE | SOLARPHOTOVO | TRUE | SOLARPHOTOVO
1514 | SZBA 222 22.000-B | 1555 | 0 | 0 |  |  | 0.639 | 1 | FALSE |  | FALSE |  | TRUE | BATTERYSTRG | TRUE | BATTERYSTRG
1515 | SZBA 222 22.000-N | 1555 | 7.594 | 0 |  |  | 11.293 | 1 | FALSE |  | FALSE |  | TRUE | SOLARPHOTOVO | TRUE | SOLARPHOTOVO
1516 | SZBA 222 22.000-P | 1555 | 5.689 | 0 |  |  | 6.45 | 1 | FALSE |  | FALSE |  | TRUE | SOLARPHOTOVO | TRUE | SOLARPHOTOVO
1517 | SZBA 222 22.000-QP | 1555 | 1.593 | 0 |  |  | 2.369 | 1 | FALSE |  | FALSE |  | TRUE | SOLARPHOTOVO | TRUE | SOLARPHOTOVO
1518 | SZBUE11 11.000-1 | 1558 | 0.529 | 0.64322 |  |  | 3.78 | 1 | FALSE |  | FALSE |  | TRUE | OTHERNONRES | TRUE | OTHERNONRES
1519 | SZBUE11 11.000-2 | 1558 | 0.529 | 0.64322 |  |  | 3.78 | 1 | FALSE |  | FALSE |  | TRUE | OTHERNONRES | TRUE | OTHERNONRES
1520 | SZBUE11 11.000-3 | 1558 | 0.529 | 0.64322 |  |  | 3.78 | 1 | FALSE |  | FALSE |  | TRUE | OTHERNONRES | TRUE | OTHERNONRES
1521 | SZBUE11 11.000-4 | 1558 | 0.529 | 0.64322 |  |  | 3.78 | 1 | FALSE |  | FALSE |  | TRUE | OTHERNONRES | TRUE | OTHERNONRES
1522 | SZBUE11 11.000-5 | 1558 | 0.529 | 0.64322 |  |  | 3.78 | 1 | FALSE |  | FALSE |  | TRUE | OTHERNONRES | TRUE | OTHERNONRES
1523 | SZBUE11 11.000-6 | 1558 | 0.529 | 0.64322 |  |  | 3.78 | 1 | FALSE |  | FALSE |  | TRUE | OTHERNONRES | TRUE | OTHERNONRES
1524 | SZBUE11 11.000-7 | 1558 | 0.529 | 0.64322 |  |  | 3.78 | 1 | FALSE |  | FALSE |  | TRUE | OTHERNONRES | TRUE | OTHERNONRES
1525 | SZBUE11 11.000-8 | 1558 | 0.529 | 0.64322 |  |  | 3.78 | 1 | FALSE |  | FALSE |  | TRUE | OTHERNONRES | TRUE | OTHERNONRES
1526 | SZEC 22 22.000-B | 1559 | 0 | 0 |  |  | 0.353 | 1 | FALSE |  | FALSE |  | TRUE | BATTERYSTRG | TRUE | BATTERYSTRG
1527 | SZEC 22 22.000-N | 1559 | 3.336 | 0 |  |  | 4.96 | 1 | FALSE |  | FALSE |  | TRUE | SOLARPHOTOVO | TRUE | SOLARPHOTOVO
1528 | SZEC 22 22.000-P | 1559 | 9.698 | 0 |  |  | 10.996 | 1 | FALSE |  | FALSE |  | TRUE | SOLARPHOTOVO | TRUE | SOLARPHOTOVO
1529 | SZEC 22 22.000-P5 | 1559 | 0 | 0 |  |  | 0.998 | 1 | FALSE |  | FALSE |  | TRUE | SOLARPHOTOVO | TRUE | SOLARPHOTOVO
1530 | SZEC 22 22.000-QP | 1559 | 0.73 | 0 |  |  | 1.086 | 1 | FALSE |  | FALSE |  | TRUE | SOLARPHOTOVO | TRUE | SOLARPHOTOVO
1531 | SZEH 221 22.000-B | 1560 | 0 | 0 |  |  | 0.735 | 1 | FALSE |  | FALSE |  | TRUE | BATTERYSTRG | TRUE | BATTERYSTRG
1532 | SZEH 221 22.000-G | 1560 | 0.029 | 0 |  |  | 0.148 | 1 | FALSE |  | FALSE |  | TRUE | GASCCGTPRES2 | TRUE | GASCCGTPRES2
1533 | SZEH 221 22.000-N | 1560 | 8.513 | 0 |  |  | 12.66 | 1 | FALSE |  | FALSE |  | TRUE | SOLARPHOTOVO | TRUE | SOLARPHOTOVO
1534 | SZEH 221 22.000-P | 1560 | 19.672 | 0 |  |  | 22.303 | 1 | FALSE |  | FALSE |  | TRUE | SOLARPHOTOVO | TRUE | SOLARPHOTOVO
1535 | SZEH 221 22.000-QP | 1560 | 4.963 | 0 |  |  | 7.38 | 1 | FALSE |  | FALSE |  | TRUE | SOLARPHOTOVO | TRUE | SOLARPHOTOVO
1536 | SZEH 221 22.000-R | 1560 | 0.209 | 0 |  |  | 0.5 | 1 | FALSE |  | FALSE |  | TRUE | OTHERRES | TRUE | OTHERRES
1537 | SZEK 22A 22.000-B | 1566 | 0 | 0 |  |  | 0.561 | 1 | FALSE |  | FALSE |  | TRUE | BATTERYSTRG | TRUE | BATTERYSTRG
1538 | SZEK 22A 22.000-N | 1566 | 6.497 | 0 |  |  | 9.661 | 1 | FALSE |  | FALSE |  | TRUE | SOLARPHOTOVO | TRUE | SOLARPHOTOVO
1539 | SZEK 22A 22.000-O | 1566 | 0.593 | 0 |  |  | 3 | 1 | FALSE |  | FALSE |  | TRUE | OTHERNONRES | TRUE | OTHERNONRES
1540 | SZEK 22A 22.000-P | 1566 | 4.519 | 0 |  |  | 5.123 | 1 | FALSE |  | FALSE |  | TRUE | SOLARPHOTOVO | TRUE | SOLARPHOTOVO
1541 | SZEK 22A 22.000-QP | 1566 | 1.366 | 0 |  |  | 2.031 | 1 | FALSE |  | FALSE |  | TRUE | SOLARPHOTOVO | TRUE | SOLARPHOTOVO
1542 | SZEK 22B 22.000-B | 1567 | 0 | 0 |  |  | 0.561 | 1 | FALSE |  | FALSE |  | TRUE | BATTERYSTRG | TRUE | BATTERYSTRG
1543 | SZEK 22B 22.000-N | 1567 | 6.497 | 0 |  |  | 9.661 | 1 | FALSE |  | FALSE |  | TRUE | SOLARPHOTOVO | TRUE | SOLARPHOTOVO
1544 | SZEK 22B 22.000-P | 1567 | 4.519 | 0 |  |  | 5.123 | 1 | FALSE |  | FALSE |  | TRUE | SOLARPHOTOVO | TRUE | SOLARPHOTOVO
1545 | SZEK 22B 22.000-QP | 1567 | 1.366 | 0 |  |  | 2.031 | 1 | FALSE |  | FALSE |  | TRUE | SOLARPHOTOVO | TRUE | SOLARPHOTOVO
1546 | SZER 221 22.000-B | 1568 | 0 | 0 |  |  | 1.099 | 1 | FALSE |  | FALSE |  | TRUE | BATTERYSTRG | TRUE | BATTERYSTRG
1547 | SZER 221 22.000-N | 1568 | 10.391 | 0 |  |  | 15.451 | 1 | FALSE |  | FALSE |  | TRUE | SOLARPHOTOVO | TRUE | SOLARPHOTOVO
1548 | SZER 221 22.000-O | 1568 | 0.058 | 0 |  |  | 0.293 | 1 | FALSE |  | FALSE |  | TRUE | OTHERNONRES | TRUE | OTHERNONRES
1549 | SZER 221 22.000-P | 1568 | 5.414 | 0 |  |  | 6.138 | 1 | FALSE |  | FALSE |  | TRUE | SOLARPHOTOVO | TRUE | SOLARPHOTOVO
1550 | SZER 221 22.000-QP | 1568 | 4.808 | 0 |  |  | 7.149 | 1 | FALSE |  | FALSE |  | TRUE | SOLARPHOTOVO | TRUE | SOLARPHOTOVO
1551 | SZFD 221 22.000-B | 1572 | 0 | 0 |  |  | 0.604 | 1 | FALSE |  | FALSE |  | TRUE | BATTERYSTRG | TRUE | BATTERYSTRG
1552 | SZFD 221 22.000-N | 1572 | 7.182 | 0 |  |  | 10.68 | 1 | FALSE |  | FALSE |  | TRUE | SOLARPHOTOVO | TRUE | SOLARPHOTOVO
1553 | SZFD 221 22.000-QP | 1572 | 7.093 | 0 |  |  | 10.547 | 1 | FALSE |  | FALSE |  | TRUE | SOLARPHOTOVO | TRUE | SOLARPHOTOVO
1554 | SZFE 11A 11.000-B | 1573 | 0 | 0 |  |  | 0.168 | 1 | FALSE |  | FALSE |  | TRUE | BATTERYSTRG | TRUE | BATTERYSTRG
1555 | SZFE 11A 11.000-N | 1573 | 2.001 | 0 |  |  | 2.976 | 1 | FALSE |  | FALSE |  | TRUE | SOLARPHOTOVO | TRUE | SOLARPHOTOVO
1556 | SZFE 11A 11.000-QP | 1573 | 1.531 | 0 |  |  | 2.277 | 1 | FALSE |  | FALSE |  | TRUE | SOLARPHOTOVO | TRUE | SOLARPHOTOVO
1557 | SZFE 11B 11.000-B | 1574 | 0 | 0 |  |  | 0.168 | 1 | FALSE |  | FALSE |  | TRUE | BATTERYSTRG | TRUE | BATTERYSTRG
1558 | SZFE 11B 11.000-N | 1574 | 2.001 | 0 |  |  | 2.976 | 1 | FALSE |  | FALSE |  | TRUE | SOLARPHOTOVO | TRUE | SOLARPHOTOVO
1559 | SZFE 11B 11.000-QP | 1574 | 1.531 | 0 |  |  | 2.277 | 1 | FALSE |  | FALSE |  | TRUE | SOLARPHOTOVO | TRUE | SOLARPHOTOVO
1560 | SZFN 11A 11.000-B | 1575 | 0 | 0 |  |  | 0.082 | 1 | FALSE |  | FALSE |  | TRUE | BATTERYSTRG | TRUE | BATTERYSTRG
1561 | SZFN 11A 11.000-N | 1575 | 0.978 | 0 |  |  | 1.455 | 1 | FALSE |  | FALSE |  | TRUE | SOLARPHOTOVO | TRUE | SOLARPHOTOVO
1562 | SZFN 11A 11.000-P | 1575 | 4.401 | 0 |  |  | 4.99 | 1 | FALSE |  | FALSE |  | TRUE | SOLARPHOTOVO | TRUE | SOLARPHOTOVO
1563 | SZFN 11A 11.000-QP | 1575 | 0.518 | 0 |  |  | 0.77 | 1 | FALSE |  | FALSE |  | TRUE | SOLARPHOTOVO | TRUE | SOLARPHOTOVO
1564 | SZFN 11B 11.000-B | 1576 | 0 | 0 |  |  | 0.082 | 1 | FALSE |  | FALSE |  | TRUE | BATTERYSTRG | TRUE | BATTERYSTRG
1565 | SZFN 11B 11.000-N | 1576 | 0.978 | 0 |  |  | 1.455 | 1 | FALSE |  | FALSE |  | TRUE | SOLARPHOTOVO | TRUE | SOLARPHOTOVO
1566 | SZFN 11B 11.000-P | 1576 | 4.401 | 0 |  |  | 4.99 | 1 | FALSE |  | FALSE |  | TRUE | SOLARPHOTOVO | TRUE | SOLARPHOTOVO
1567 | SZFN 11B 11.000-QP | 1576 | 0.518 | 0 |  |  | 0.77 | 1 | FALSE |  | FALSE |  | TRUE | SOLARPHOTOVO | TRUE | SOLARPHOTOVO
1568 | SZFV 221 22.000-B | 1577 | 0 | 0 |  |  | 0.743 | 1 | FALSE |  | FALSE |  | TRUE | BATTERYSTRG | TRUE | BATTERYSTRG
1569 | SZFV 221 22.000-N | 1577 | 8.839 | 0 |  |  | 13.145 | 1 | FALSE |  | FALSE |  | TRUE | SOLARPHOTOVO | TRUE | SOLARPHOTOVO
1570 | SZFV 221 22.000-P | 1577 | 0.725 | 0 |  |  | 0.822 | 1 | FALSE |  | FALSE |  | TRUE | SOLARPHOTOVO | TRUE | SOLARPHOTOVO
1571 | SZFV 221 22.000-QP | 1577 | 1.122 | 0 |  |  | 1.668 | 1 | FALSE |  | FALSE |  | TRUE | SOLARPHOTOVO | TRUE | SOLARPHOTOVO
1572 | SZFV 221 22.000-R | 1577 | 0.21 | 0 |  |  | 0.502 | 1 | FALSE |  | FALSE |  | TRUE | OTHERRES | TRUE | OTHERRES
1573 | SZFV 225 22.000-B | 1578 | 0 | 0 |  |  | 0.743 | 1 | FALSE |  | FALSE |  | TRUE | BATTERYSTRG | TRUE | BATTERYSTRG
1574 | SZFV 225 22.000-N | 1578 | 8.839 | 0 |  |  | 13.145 | 1 | FALSE |  | FALSE |  | TRUE | SOLARPHOTOVO | TRUE | SOLARPHOTOVO
1575 | SZFV 225 22.000-P | 1578 | 0.725 | 0 |  |  | 0.822 | 1 | FALSE |  | FALSE |  | TRUE | SOLARPHOTOVO | TRUE | SOLARPHOTOVO
1576 | SZFV 225 22.000-QP | 1578 | 1.122 | 0 |  |  | 1.668 | 1 | FALSE |  | FALSE |  | TRUE | SOLARPHOTOVO | TRUE | SOLARPHOTOVO
1577 | SZFV 225 22.000-R | 1578 | 0.21 | 0 |  |  | 0.502 | 1 | FALSE |  | FALSE |  | TRUE | OTHERRES | TRUE | OTHERRES
1578 | SZFV 35I 35.000-B | 1579 | 0 | 0 |  |  | 0.197 | 1 | FALSE |  | FALSE |  | TRUE | BATTERYSTRG | TRUE | BATTERYSTRG
1579 | SZFV 35I 35.000-N | 1579 | 2.344 | 0 |  |  | 3.486 | 1 | FALSE |  | FALSE |  | TRUE | SOLARPHOTOVO | TRUE | SOLARPHOTOVO
1580 | SZFV 35I 35.000-O | 1579 | 0.235 | 0 |  |  | 1.186 | 1 | FALSE |  | FALSE |  | TRUE | OTHERNONRES | TRUE | OTHERNONRES
1581 | SZFV 35I 35.000-QP | 1579 | 0.435 | 0 |  |  | 0.647 | 1 | FALSE |  | FALSE |  | TRUE | SOLARPHOTOVO | TRUE | SOLARPHOTOVO
1582 | SZFV 35V 35.000-B | 1580 | 0 | 0 |  |  | 0.197 | 1 | FALSE |  | FALSE |  | TRUE | BATTERYSTRG | TRUE | BATTERYSTRG
1583 | SZFV 35V 35.000-N | 1580 | 2.344 | 0 |  |  | 3.486 | 1 | FALSE |  | FALSE |  | TRUE | SOLARPHOTOVO | TRUE | SOLARPHOTOVO
1584 | SZFV 35V 35.000-QP | 1580 | 0.435 | 0 |  |  | 0.647 | 1 | FALSE |  | FALSE |  | TRUE | SOLARPHOTOVO | TRUE | SOLARPHOTOVO
1585 | SZGH 221 22.000-B | 1584 | 0 | 0 |  |  | 0.681 | 1 | FALSE |  | FALSE |  | TRUE | BATTERYSTRG | TRUE | BATTERYSTRG
1586 | SZGH 221 22.000-G | 1584 | 0.099 | 0 |  |  | 0.625 | 1 | FALSE |  | FALSE |  | TRUE | GASBIO | TRUE | GASBIO
1587 | SZGH 221 22.000-N | 1584 | 4.992 | 0 |  |  | 7.424 | 1 | FALSE |  | FALSE |  | TRUE | SOLARPHOTOVO | TRUE | SOLARPHOTOVO
1588 | SZGH 221 22.000-P | 1584 | 11.886 | 0 |  |  | 13.476 | 1 | FALSE |  | FALSE |  | TRUE | SOLARPHOTOVO | TRUE | SOLARPHOTOVO
1589 | SZGH 221 22.000-Q | 1584 | 2.8529 | 0 |  |  | 4.2431 | 1 | FALSE |  | FALSE |  | TRUE | SOLARPHOTOVO | TRUE | SOLARPHOTOVO
1590 | SZGO 22A 22.000-B | 1586 | 0 | 0 |  |  | 0.152 | 1 | FALSE |  | FALSE |  | TRUE | BATTERYSTRG | TRUE | BATTERYSTRG
1591 | SZGO 22A 22.000-N | 1586 | 1.81 | 0 |  |  | 2.692 | 1 | FALSE |  | FALSE |  | TRUE | SOLARPHOTOVO | TRUE | SOLARPHOTOVO
1592 | SZGO 22A 22.000-QP | 1586 | 4.561 | 0 |  |  | 6.783 | 1 | FALSE |  | FALSE |  | TRUE | SOLARPHOTOVO | TRUE | SOLARPHOTOVO
1593 | SZGO 22A 22.000-V | 1586 | 0.792 | 0 |  |  | 1.109 | 1 | FALSE |  | FALSE |  | TRUE | HYDRORANPOND | TRUE | HYDRORANPOND
1594 | SZGO 22B 22.000-B | 1587 | 0 | 0 |  |  | 0.152 | 1 | FALSE |  | FALSE |  | TRUE | BATTERYSTRG | TRUE | BATTERYSTRG
1595 | SZGO 22B 22.000-N | 1587 | 1.81 | 0 |  |  | 2.692 | 1 | FALSE |  | FALSE |  | TRUE | SOLARPHOTOVO | TRUE | SOLARPHOTOVO
1596 | SZGO 22B 22.000-QP | 1587 | 4.561 | 0 |  |  | 6.783 | 1 | FALSE |  | FALSE |  | TRUE | SOLARPHOTOVO | TRUE | SOLARPHOTOVO
1597 | SZGO 22B 22.000-V | 1587 | 0.196 | 0 |  |  | 0.274 | 1 | FALSE |  | FALSE |  | TRUE | HYDRORANPOND | TRUE | HYDRORANPOND
1598 | SZIG 221 22.000-B | 1588 | 0 | 0 |  |  | 0.44 | 1 | FALSE |  | FALSE |  | TRUE | BATTERYSTRG | TRUE | BATTERYSTRG
1599 | SZIG 221 22.000-N | 1588 | 5.1 | 0 |  |  | 7.584 | 1 | FALSE |  | FALSE |  | TRUE | SOLARPHOTOVO | TRUE | SOLARPHOTOVO
1600 | SZIG 221 22.000-P | 1588 | 9.552 | 0 |  |  | 10.829 | 1 | FALSE |  | FALSE |  | TRUE | SOLARPHOTOVO | TRUE | SOLARPHOTOVO
1601 | SZIG 221 22.000-QP | 1588 | 1.069 | 0 |  |  | 1.589 | 1 | FALSE |  | FALSE |  | TRUE | SOLARPHOTOVO | TRUE | SOLARPHOTOVO
1602 | SZIG 222 22.000-B | 1589 | 0 | 0 |  |  | 0.44 | 1 | FALSE |  | FALSE |  | TRUE | BATTERYSTRG | TRUE | BATTERYSTRG
1603 | SZIG 222 22.000-N | 1589 | 5.1 | 0 |  |  | 7.584 | 1 | FALSE |  | FALSE |  | TRUE | SOLARPHOTOVO | TRUE | SOLARPHOTOVO
1604 | SZIG 222 22.000-P | 1589 | 9.552 | 0 |  |  | 10.829 | 1 | FALSE |  | FALSE |  | TRUE | SOLARPHOTOVO | TRUE | SOLARPHOTOVO
1605 | SZIG 222 22.000-QP | 1589 | 1.069 | 0 |  |  | 1.589 | 1 | FALSE |  | FALSE |  | TRUE | SOLARPHOTOVO | TRUE | SOLARPHOTOVO
1606 | SZIH 112 11.000-P | 1591 | 0.88 | 0 |  |  | 0.998 | 1 | FALSE |  | FALSE |  | TRUE | SOLARPHOTOVO | TRUE | SOLARPHOTOVO
1607 | SZIH 223 22.000-B | 1592 | 0 | 0 |  |  | 0.723 | 1 | FALSE |  | FALSE |  | TRUE | BATTERYSTRG | TRUE | BATTERYSTRG
1608 | SZIH 223 22.000-N | 1592 | 8.564 | 0 |  |  | 12.735 | 1 | FALSE |  | FALSE |  | TRUE | SOLARPHOTOVO | TRUE | SOLARPHOTOVO
1609 | SZIH 223 22.000-O | 1592 | 0.207 | 0.062 |  |  | 1.048 | 1 | FALSE |  | FALSE |  | TRUE | OTHERNONRES | TRUE | OTHERNONRES
1610 | SZIH 223 22.000-P | 1592 | 0.41 | 0 |  |  | 0.465 | 1 | FALSE |  | FALSE |  | TRUE | SOLARPHOTOVO | TRUE | SOLARPHOTOVO
1611 | SZIH 223 22.000-QP | 1592 | 1.457 | 0 |  |  | 2.167 | 1 | FALSE |  | FALSE |  | TRUE | SOLARPHOTOVO | TRUE | SOLARPHOTOVO
1612 | SZIH 224 22.000-B | 1593 | 0 | 0 |  |  | 0.752 | 1 | FALSE |  | FALSE |  | TRUE | BATTERYSTRG | TRUE | BATTERYSTRG
1613 | SZIH 224 22.000-N | 1593 | 8.904 | 0 |  |  | 13.241 | 1 | FALSE |  | FALSE |  | TRUE | SOLARPHOTOVO | TRUE | SOLARPHOTOVO
1614 | SZIH 224 22.000-P | 1593 | 0.426 | 0 |  |  | 0.483 | 1 | FALSE |  | FALSE |  | TRUE | SOLARPHOTOVO | TRUE | SOLARPHOTOVO
1615 | SZIH 224 22.000-QP | 1593 | 1.515 | 0 |  |  | 2.253 | 1 | FALSE |  | FALSE |  | TRUE | SOLARPHOTOVO | TRUE | SOLARPHOTOVO
1616 | SZLS 112 11.000-B | 1595 | 0 | 0 |  |  | 0.608 | 1 | FALSE |  | FALSE |  | TRUE | BATTERYSTRG | TRUE | BATTERYSTRG
1617 | SZLS 112 11.000-G | 1595 | 0.593 | 0 |  |  | 3 | 1 | FALSE |  | FALSE |  | TRUE | GASOCGTNEW | TRUE | GASOCGTNEW
1618 | SZLS 112 11.000-N | 1595 | 7.223 | 0 |  |  | 10.741 | 1 | FALSE |  | FALSE |  | TRUE | SOLARPHOTOVO | TRUE | SOLARPHOTOVO
1619 | SZLS 112 11.000-O | 1595 | 0.438 | 0 |  |  | 2.216 | 1 | FALSE |  | FALSE |  | TRUE | OTHERNONRES | TRUE | OTHERNONRES
1620 | SZLS 112 11.000-P | 1595 | 0.866 | 0 |  |  | 0.982 | 1 | FALSE |  | FALSE |  | TRUE | SOLARPHOTOVO | TRUE | SOLARPHOTOVO
1621 | SZLS 112 11.000-QP | 1595 | 0.644 | 0 |  |  | 0.958 | 1 | FALSE |  | FALSE |  | TRUE | SOLARPHOTOVO | TRUE | SOLARPHOTOVO
1622 | SZOD 221 22.000-B | 1596 | 0 | 0 |  |  | 1.113 | 1 | FALSE |  | FALSE |  | TRUE | BATTERYSTRG | TRUE | BATTERYSTRG
1623 | SZOD 221 22.000-N | 1596 | 13.189 | 0 |  |  | 19.612 | 1 | FALSE |  | FALSE |  | TRUE | SOLARPHOTOVO | TRUE | SOLARPHOTOVO
1624 | SZOD 221 22.000-O | 1596 | 0.241 | 0.072 |  |  | 1.217 | 1 | FALSE |  | FALSE |  | TRUE | OTHERNONRES | TRUE | OTHERNONRES
1625 | SZOD 221 22.000-P | 1596 | 13.293 | 0 |  |  | 15.071 | 1 | FALSE |  | FALSE |  | TRUE | SOLARPHOTOVO | TRUE | SOLARPHOTOVO
1626 | SZOD 221 22.000-QP | 1596 | 2.454 | 0 |  |  | 3.649 | 1 | FALSE |  | FALSE |  | TRUE | SOLARPHOTOVO | TRUE | SOLARPHOTOVO
1627 | SZOD 222 22.000-B | 1597 | 0 | 0 |  |  | 0.28 | 1 | FALSE |  | FALSE |  | TRUE | BATTERYSTRG | TRUE | BATTERYSTRG
1628 | SZOD 222 22.000-N | 1597 | 3.323 | 0 |  |  | 4.941 | 1 | FALSE |  | FALSE |  | TRUE | SOLARPHOTOVO | TRUE | SOLARPHOTOVO
1629 | SZOD 222 22.000-P | 1597 | 3.349 | 0 |  |  | 3.797 | 1 | FALSE |  | FALSE |  | TRUE | SOLARPHOTOVO | TRUE | SOLARPHOTOVO
1630 | SZOD 222 22.000-QP | 1597 | 0.618 | 0 |  |  | 0.919 | 1 | FALSE |  | FALSE |  | TRUE | SOLARPHOTOVO | TRUE | SOLARPHOTOVO
1631 | SZOL 221 22.000-B | 1598 | 0 | 0 |  |  | 0.938 | 1 | FALSE |  | FALSE |  | TRUE | BATTERYSTRG | TRUE | BATTERYSTRG
1632 | SZOL 221 22.000-N | 1598 | 6.868 | 0 |  |  | 10.214 | 1 | FALSE |  | FALSE |  | TRUE | SOLARPHOTOVO | TRUE | SOLARPHOTOVO
1633 | SZOL 221 22.000-P | 1598 | 6.399 | 0 |  |  | 7.255 | 1 | FALSE |  | FALSE |  | TRUE | SOLARPHOTOVO | TRUE | SOLARPHOTOVO
1634 | SZOL 221 22.000-Q | 1598 | 1.8379 | 0 |  |  | 2.7334 | 1 | FALSE |  | FALSE |  | TRUE | SOLARPHOTOVO | TRUE | SOLARPHOTOVO
1635 | SZOL 222 22.000-B | 1599 | 0 | 0 |  |  | 0.938 | 1 | FALSE |  | FALSE |  | TRUE | BATTERYSTRG | TRUE | BATTERYSTRG
1636 | SZOL 222 22.000-N | 1599 | 6.868 | 0 |  |  | 10.214 | 1 | FALSE |  | FALSE |  | TRUE | SOLARPHOTOVO | TRUE | SOLARPHOTOVO
1637 | SZOL 222 22.000-P | 1599 | 6.399 | 0 |  |  | 7.255 | 1 | FALSE |  | FALSE |  | TRUE | SOLARPHOTOVO | TRUE | SOLARPHOTOVO
1638 | SZOL 222 22.000-Q | 1599 | 1.8379 | 0 |  |  | 2.7334 | 1 | FALSE |  | FALSE |  | TRUE | SOLARPHOTOVO | TRUE | SOLARPHOTOVO
1639 | SZOLD111 11.000-B | 1600 | 0 | 0 |  |  | 0.587 | 1 | FALSE |  | FALSE |  | TRUE | BATTERYSTRG | TRUE | BATTERYSTRG
1640 | SZOLD111 11.000-G | 1600 | 0.222 | 0 |  |  | 1.4 | 1 | FALSE |  | FALSE |  | TRUE | OTHERNONRES | TRUE | OTHERNONRES
1641 | SZOLD111 11.000-N | 1600 | 4.302 | 0 |  |  | 6.398 | 1 | FALSE |  | FALSE |  | TRUE | SOLARPHOTOVO | TRUE | SOLARPHOTOVO
1642 | SZOLD111 11.000-P | 1600 | 19.332 | 0 |  |  | 21.918 | 1 | FALSE |  | FALSE |  | TRUE | SOLARPHOTOVO | TRUE | SOLARPHOTOVO
1643 | SZOLD111 11.000-Q | 1600 | 1.539 | 0 |  |  | 2.288 | 1 | FALSE |  | FALSE |  | TRUE | SOLARPHOTOVO | TRUE | SOLARPHOTOVO
1644 | SZOLE111 11.000-B | 1602 | 0 | 0 |  |  | 0.618 | 1 | FALSE |  | FALSE |  | TRUE | BATTERYSTRG | TRUE | BATTERYSTRG
1645 | SZOLE111 11.000-G | 1602 | 0.916 | 0.79645 |  |  | 5.79 | 1 | FALSE |  | FALSE |  | TRUE | GASCONVOLD1 | TRUE | GASCONVOLD1
1646 | SZOLE111 11.000-N | 1602 | 4.531 | 0 |  |  | 6.738 | 1 | FALSE |  | FALSE |  | TRUE | SOLARPHOTOVO | TRUE | SOLARPHOTOVO
1647 | SZOLE111 11.000-P | 1602 | 0.344 | 0 |  |  | 0.39 | 1 | FALSE |  | FALSE |  | TRUE | SOLARPHOTOVO | TRUE | SOLARPHOTOVO
1648 | SZOLE111 11.000-Q | 1602 | 1.0244 | 0 |  |  | 1.5238 | 1 | FALSE |  | FALSE |  | TRUE | SOLARPHOTOVO | TRUE | SOLARPHOTOVO
1649 | SZOLI223 22.000-B | 1605 | 0 | 0 |  |  | 0.031 | 1 | FALSE |  | FALSE |  | TRUE | BATTERYSTRG | TRUE | BATTERYSTRG
1650 | SZOLI223 22.000-G | 1605 | 0.949 | 0 |  |  | 6 | 1 | FALSE |  | FALSE |  | TRUE | GASCONVOLD1 | TRUE | GASCONVOLD1
1651 | SZOLI223 22.000-G1 | 1605 | 0.949 | 0 |  |  | 6 | 1 | FALSE |  | FALSE |  | TRUE | OTHERRES | TRUE | OTHERRES
1652 | SZOLI223 22.000-N | 1605 | 0.227 | 0 |  |  | 0.338 | 1 | FALSE |  | FALSE |  | TRUE | SOLARPHOTOVO | TRUE | SOLARPHOTOVO
1653 | SZOLI223 22.000-P | 1605 | 16.626 | 0 |  |  | 18.85 | 1 | FALSE |  | FALSE |  | TRUE | SOLARPHOTOVO | TRUE | SOLARPHOTOVO
1654 | SZOLI223 22.000-Q | 1605 | 5.1866 | 0 |  |  | 7.7125 | 1 | FALSE |  | FALSE |  | TRUE | SOLARPHOTOVO | TRUE | SOLARPHOTOVO
1655 | SZOM 222 22.000-B | 1607 | 0 | 0 |  |  | 0.826 | 1 | FALSE |  | FALSE |  | TRUE | BATTERYSTRG | TRUE | BATTERYSTRG
1656 | SZOM 222 22.000-N | 1607 | 9.823 | 0 |  |  | 14.607 | 1 | FALSE |  | FALSE |  | TRUE | SOLARPHOTOVO | TRUE | SOLARPHOTOVO
1657 | SZOM 222 22.000-O | 1607 | 0.878 | 0 |  |  | 4.441 | 1 | FALSE |  | FALSE |  | TRUE | OTHERNONRES | TRUE | OTHERNONRES
1658 | SZOM 222 22.000-P | 1607 | 6.345 | 0 |  |  | 7.193 | 1 | FALSE |  | FALSE |  | TRUE | SOLARPHOTOVO | TRUE | SOLARPHOTOVO
1659 | SZOM 222 22.000-QP | 1607 | 4.541 | 0 |  |  | 6.753 | 1 | FALSE |  | FALSE |  | TRUE | SOLARPHOTOVO | TRUE | SOLARPHOTOVO
1660 | SZOM 222 22.000-R | 1607 | 0.21 | 0 |  |  | 0.502 | 1 | FALSE |  | FALSE |  | TRUE | OTHERRES | TRUE | OTHERRES
1661 | SZOM 222 22.000-V | 1607 | 0.122 | 0 |  |  | 0.17 | 1 | FALSE |  | FALSE |  | TRUE | HYDRORANPOND | TRUE | HYDRORANPOND
1662 | SZOM 222 22.000-W | 1607 | 0.232 | 0 |  |  | 0.3 | 0.85 | FALSE |  | FALSE |  | TRUE | WINDONSHORE | TRUE | WINDONSHORE
1663 | SZOM 223 22.000-B | 1608 | 0 | 0 |  |  | 0.826 | 1 | FALSE |  | FALSE |  | TRUE | BATTERYSTRG | TRUE | BATTERYSTRG
1664 | SZOM 223 22.000-N | 1608 | 9.823 | 0 |  |  | 14.607 | 1 | FALSE |  | FALSE |  | TRUE | SOLARPHOTOVO | TRUE | SOLARPHOTOVO
1665 | SZOM 223 22.000-O | 1608 | 0.878 | 0 |  |  | 4.441 | 1 | FALSE |  | FALSE |  | TRUE | OTHERNONRES | TRUE | OTHERNONRES
1666 | SZOM 223 22.000-P | 1608 | 6.395 | 0 |  |  | 7.251 | 1 | FALSE |  | FALSE |  | TRUE | SOLARPHOTOVO | TRUE | SOLARPHOTOVO
1667 | SZOM 223 22.000-QP | 1608 | 4.541 | 0 |  |  | 6.753 | 1 | FALSE |  | FALSE |  | TRUE | SOLARPHOTOVO | TRUE | SOLARPHOTOVO
1668 | SZOM 223 22.000-R | 1608 | 0.21 | 0 |  |  | 0.502 | 1 | FALSE |  | FALSE |  | TRUE | OTHERRES | TRUE | OTHERRES
1669 | SZOM 223 22.000-V | 1608 | 0.122 | 0 |  |  | 0.17 | 1 | FALSE |  | FALSE |  | TRUE | HYDRORANPOND | TRUE | HYDRORANPOND
1670 | SZOM 223 22.000-W | 1608 | 0.232 | 0 |  |  | 0.3 | 0.85 | FALSE |  | FALSE |  | TRUE | WINDONSHORE | TRUE | WINDONSHORE
1671 | TABE 11 11.000-1 | 1611 | 1.05 | 0 |  |  | 7.5 | 1 | FALSE |  | FALSE |  | TRUE | OTHERNONRES | TRUE | OTHERNONRES
1672 | TABE 11 11.000-2 | 1611 | 1.05 | 0 |  |  | 7.5 | 1 | FALSE |  | FALSE |  | TRUE | OTHERNONRES | TRUE | OTHERNONRES
1673 | TABE 11 11.000-3 | 1611 | 1.05 | 0 |  |  | 7.5 | 1 | FALSE |  | FALSE |  | TRUE | OTHERNONRES | TRUE | OTHERNONRES
1674 | TABE 636 6.0000-4 | 1617 | 0.796 | 0 |  |  | 6.5 | 1 | FALSE |  | FALSE |  | TRUE | OTHERNONRES | TRUE | OTHERNONRES
1675 | TABG 223 22.000-B | 1619 | 0 | 0 |  |  | 0.116 | 1 | FALSE |  | FALSE |  | TRUE | BATTERYSTRG | TRUE | BATTERYSTRG
1676 | TABG 223 22.000-N | 1619 | 1.379 | 0 |  |  | 2.051 | 1 | FALSE |  | FALSE |  | TRUE | SOLARPHOTOVO | TRUE | SOLARPHOTOVO
1677 | TABG 223 22.000-QP | 1619 | 1.281 | 0 |  |  | 1.905 | 1 | FALSE |  | FALSE |  | TRUE | SOLARPHOTOVO | TRUE | SOLARPHOTOVO
1678 | TABG 223 22.000-R | 1619 | 0.241 | 0 |  |  | 0.577 | 1 | FALSE |  | FALSE |  | TRUE | OTHERRES | TRUE | OTHERRES
1679 | TABG 224 22.000-B | 1620 | 0 | 0 |  |  | 0.116 | 1 | FALSE |  | FALSE |  | TRUE | BATTERYSTRG | TRUE | BATTERYSTRG
1680 | TABG 224 22.000-BT | 1620 | 0 | 0 |  |  | 0.024 | 1 | FALSE |  | FALSE |  | TRUE | BATTERYSTRG | TRUE | BATTERYSTRG
1681 | TABG 224 22.000-N | 1620 | 1.379 | 0 |  |  | 2.051 | 1 | FALSE |  | FALSE |  | TRUE | SOLARPHOTOVO | TRUE | SOLARPHOTOVO
1682 | TABG 224 22.000-QP | 1620 | 1.281 | 0 |  |  | 1.905 | 1 | FALSE |  | FALSE |  | TRUE | SOLARPHOTOVO | TRUE | SOLARPHOTOVO
1683 | TABG 224 22.000-R | 1620 | 0.595 | 0 |  |  | 1.423 | 1 | FALSE |  | FALSE |  | TRUE | OTHERRES | TRUE | OTHERRES
1684 | TAGA 11 11.000-1 | 1623 | 1.08 | 0.324 |  |  | 2.4 | 1 | FALSE |  | FALSE |  | TRUE | OTHERNONRES | TRUE | OTHERNONRES
1685 | TAGA 11 11.000-2 | 1623 | 1.08 | 0.324 |  |  | 2.4 | 1 | FALSE |  | FALSE |  | TRUE | OTHERNONRES | TRUE | OTHERNONRES
1686 | TAMS 221 22.000-B | 1624 | 0 | 0 |  |  | 0.478 | 1 | FALSE |  | FALSE |  | TRUE | BATTERYSTRG | TRUE | BATTERYSTRG
1687 | TAMS 221 22.000-N | 1624 | 5.54 | 0 |  |  | 8.239 | 1 | FALSE |  | FALSE |  | TRUE | SOLARPHOTOVO | TRUE | SOLARPHOTOVO
1688 | TAMS 221 22.000-P | 1624 | 4.882 | 0 |  |  | 5.535 | 1 | FALSE |  | FALSE |  | TRUE | SOLARPHOTOVO | TRUE | SOLARPHOTOVO
1689 | TAMS 221 22.000-QP | 1624 | 2.811 | 0 |  |  | 4.181 | 1 | FALSE |  | FALSE |  | TRUE | SOLARPHOTOVO | TRUE | SOLARPHOTOVO
1690 | TAPO 22A 22.000-B | 1626 | 0 | 0 |  |  | 1.094 | 1 | FALSE |  | FALSE |  | TRUE | BATTERYSTRG | TRUE | BATTERYSTRG
1691 | TAPO 22A 22.000-G | 1626 | 0.297 | 0 |  |  | 1.5 | 1 | FALSE |  | FALSE |  | TRUE | GASCCGTPRES2 | TRUE | GASCCGTPRES2
1692 | TAPO 22A 22.000-N | 1626 | 13.012 | 0 |  |  | 19.35 | 1 | FALSE |  | FALSE |  | TRUE | SOLARPHOTOVO | TRUE | SOLARPHOTOVO
1693 | TAPO 22A 22.000-O | 1626 | 0.232 | 0 |  |  | 1.172 | 1 | FALSE |  | FALSE |  | TRUE | OTHERNONRES | TRUE | OTHERNONRES
1694 | TAPO 22A 22.000-P | 1626 | 15.959 | 0 |  |  | 18.093 | 1 | FALSE |  | FALSE |  | TRUE | SOLARPHOTOVO | TRUE | SOLARPHOTOVO
1695 | TAPO 22A 22.000-QP | 1626 | 2.691 | 0 |  |  | 4.002 | 1 | FALSE |  | FALSE |  | TRUE | SOLARPHOTOVO | TRUE | SOLARPHOTOVO
1696 | TATA 221 22.000-B | 1628 | 0 | 0 |  |  | 0.506 | 1 | FALSE |  | FALSE |  | TRUE | BATTERYSTRG | TRUE | BATTERYSTRG
1697 | TATA 221 22.000-N | 1628 | 6.017 | 0 |  |  | 8.948 | 1 | FALSE |  | FALSE |  | TRUE | SOLARPHOTOVO | TRUE | SOLARPHOTOVO
1698 | TATA 221 22.000-P | 1628 | 1.277 | 0 |  |  | 1.448 | 1 | FALSE |  | FALSE |  | TRUE | SOLARPHOTOVO | TRUE | SOLARPHOTOVO
1699 | TATA 221 22.000-QP | 1628 | 0.771 | 0 |  |  | 1.147 | 1 | FALSE |  | FALSE |  | TRUE | SOLARPHOTOVO | TRUE | SOLARPHOTOVO
1700 | TATA 222 22.000-B | 1629 | 0 | 0 |  |  | 0.506 | 1 | FALSE |  | FALSE |  | TRUE | BATTERYSTRG | TRUE | BATTERYSTRG
1701 | TATA 222 22.000-N | 1629 | 6.017 | 0 |  |  | 8.948 | 1 | FALSE |  | FALSE |  | TRUE | SOLARPHOTOVO | TRUE | SOLARPHOTOVO
1702 | TATA 222 22.000-P | 1629 | 0.919 | 0 |  |  | 1.042 | 1 | FALSE |  | FALSE |  | TRUE | SOLARPHOTOVO | TRUE | SOLARPHOTOVO
1703 | TATA 222 22.000-QP | 1629 | 0.771 | 0 |  |  | 1.147 | 1 | FALSE |  | FALSE |  | TRUE | SOLARPHOTOVO | TRUE | SOLARPHOTOVO
1704 | TBIP 221 22.000-B | 1630 | 0 | 0 |  |  | 0.013 | 1 | FALSE |  | FALSE |  | TRUE | BATTERYSTRG | TRUE | BATTERYSTRG
1705 | TBIP 221 22.000-N | 1630 | 0.151 | 0 |  |  | 0.224 | 1 | FALSE |  | FALSE |  | TRUE | SOLARPHOTOVO | TRUE | SOLARPHOTOVO
1706 | TBIP 221 22.000-P | 1630 | 0.088 | 0 |  |  | 0.1 | 1 | FALSE |  | FALSE |  | TRUE | SOLARPHOTOVO | TRUE | SOLARPHOTOVO
1707 | TBIP 221 22.000-QP | 1630 | 1.25 | 0 |  |  | 1.859 | 1 | FALSE |  | FALSE |  | TRUE | SOLARPHOTOVO | TRUE | SOLARPHOTOVO
1708 | TBIP 222 22.000-B | 1631 | 0 | 0 |  |  | 0.013 | 1 | FALSE |  | FALSE |  | TRUE | BATTERYSTRG | TRUE | BATTERYSTRG
1709 | TBIP 222 22.000-N | 1631 | 0.151 | 0 |  |  | 0.224 | 1 | FALSE |  | FALSE |  | TRUE | SOLARPHOTOVO | TRUE | SOLARPHOTOVO
1710 | TBIP 222 22.000-P | 1631 | 0.088 | 0 |  |  | 0.1 | 1 | FALSE |  | FALSE |  | TRUE | SOLARPHOTOVO | TRUE | SOLARPHOTOVO
1711 | TBIP 222 22.000-QP | 1631 | 1.25 | 0 |  |  | 1.859 | 1 | FALSE |  | FALSE |  | TRUE | SOLARPHOTOVO | TRUE | SOLARPHOTOVO
1712 | TET 221 22.000-B | 1632 | 0 | 0 |  |  | 0.377 | 1 | FALSE |  | FALSE |  | TRUE | BATTERYSTRG | TRUE | BATTERYSTRG
1713 | TET 221 22.000-N | 1632 | 4.477 | 0 |  |  | 6.657 | 1 | FALSE |  | FALSE |  | TRUE | SOLARPHOTOVO | TRUE | SOLARPHOTOVO
1714 | TET 221 22.000-P | 1632 | 3.065 | 0 |  |  | 3.475 | 1 | FALSE |  | FALSE |  | TRUE | SOLARPHOTOVO | TRUE | SOLARPHOTOVO
1715 | TET 221 22.000-QP | 1632 | 1.2 | 0 |  |  | 1.785 | 1 | FALSE |  | FALSE |  | TRUE | SOLARPHOTOVO | TRUE | SOLARPHOTOVO
1716 | TET 221 22.000-R | 1632 | 0.334 | 0 |  |  | 0.8 | 1 | FALSE |  | FALSE |  | TRUE | OTHERRES | TRUE | OTHERRES
1717 | TIKE 22B 22.000-B | 1640 | 0 | 0 |  |  | 0.561 | 1 | FALSE |  | FALSE |  | TRUE | BATTERYSTRG | TRUE | BATTERYSTRG
1718 | TIKE 22B 22.000-B1 | 1640 | 0 | 0 |  |  | 5 | 1 | FALSE |  | FALSE |  | TRUE | BATTERYSTRG | TRUE | BATTERYSTRG
1719 | TIKE 22B 22.000-N | 1640 | 4.107 | 0 |  |  | 6.107 | 1 | FALSE |  | FALSE |  | TRUE | SOLARPHOTOVO | TRUE | SOLARPHOTOVO
1720 | TIKE 22B 22.000-P | 1640 | 8.614 | 0 |  |  | 9.766 | 1 | FALSE |  | FALSE |  | TRUE | SOLARPHOTOVO | TRUE | SOLARPHOTOVO
1721 | TIKE 22B 22.000-Q | 1640 | 2.1544 | 0 |  |  | 3.2046 | 1 | FALSE |  | FALSE |  | TRUE | SOLARPHOTOVO | TRUE | SOLARPHOTOVO
1722 | TIORV221 22.000-B | 1643 | 0 | 0 |  |  | 0.772 | 1 | FALSE |  | FALSE |  | TRUE | BATTERYSTRG | TRUE | BATTERYSTRG
1723 | TIORV221 22.000-G | 1643 | 0.101 | 0 |  |  | 0.637 | 1 | FALSE |  | FALSE |  | TRUE | GASBIO | TRUE | GASBIO
1724 | TIORV221 22.000-N | 1643 | 5.657 | 0 |  |  | 8.412 | 1 | FALSE |  | FALSE |  | TRUE | SOLARPHOTOVO | TRUE | SOLARPHOTOVO
1725 | TIORV221 22.000-P | 1643 | 20.178 | 0 |  |  | 22.877 | 1 | FALSE |  | FALSE |  | TRUE | SOLARPHOTOVO | TRUE | SOLARPHOTOVO
1726 | TIORV221 22.000-Q | 1643 | 2.254 | 0 |  |  | 3.3523 | 1 | FALSE |  | FALSE |  | TRUE | SOLARPHOTOVO | TRUE | SOLARPHOTOVO
1727 | TLOK 22A 22.000-B | 1645 | 0 | 0 |  |  | 0.538 | 1 | FALSE |  | FALSE |  | TRUE | BATTERYSTRG | TRUE | BATTERYSTRG
1728 | TLOK 22A 22.000-G | 1645 | 0.235 | 0.892 |  |  | 1.487 | 1 | FALSE |  | FALSE |  | TRUE | GASCONVOLD1 | TRUE | GASCONVOLD1
1729 | TLOK 22A 22.000-N | 1645 | 3.939 | 0 |  |  | 5.858 | 1 | FALSE |  | FALSE |  | TRUE | SOLARPHOTOVO | TRUE | SOLARPHOTOVO
1730 | TLOK 22A 22.000-P | 1645 | 2.428 | 0 |  |  | 2.753 | 1 | FALSE |  | FALSE |  | TRUE | SOLARPHOTOVO | TRUE | SOLARPHOTOVO
1731 | TLOK 22A 22.000-Q | 1645 | 2.2821 | 0 |  |  | 3.3933 | 1 | FALSE |  | FALSE |  | TRUE | SOLARPHOTOVO | TRUE | SOLARPHOTOVO
1732 | TLOK 22A 22.000-V | 1645 | 10.394 | 0 |  |  | 14.56 | 1 | FALSE |  | FALSE |  | TRUE | HYDRORESERV | TRUE | HYDRORESERV
1733 | TSZM 222 22.000-B | 1648 | 0 | 0 |  |  | 0.672 | 1 | FALSE |  | FALSE |  | TRUE | BATTERYSTRG | TRUE | BATTERYSTRG
1734 | TSZM 222 22.000-B1 | 1648 | 0 | 0 |  |  | 5 | 1 | FALSE |  | FALSE |  | TRUE | BATTERYSTRG | TRUE | BATTERYSTRG
1735 | TSZM 222 22.000-N | 1648 | 4.924 | 0 |  |  | 7.323 | 1 | FALSE |  | FALSE |  | TRUE | SOLARPHOTOVO | TRUE | SOLARPHOTOVO
1736 | TSZM 222 22.000-P | 1648 | 20.189 | 0 |  |  | 22.889 | 1 | FALSE |  | FALSE |  | TRUE | SOLARPHOTOVO | TRUE | SOLARPHOTOVO
1737 | TSZM 222 22.000-Q | 1648 | 2.6103 | 0 |  |  | 3.8821 | 1 | FALSE |  | FALSE |  | TRUE | SOLARPHOTOVO | TRUE | SOLARPHOTOVO
1738 | TSZM 222 22.000-W | 1648 | 1.161 | 0 |  |  | 1.5 | 0.85 | FALSE |  | FALSE |  | TRUE | WINDONSHORE | TRUE | WINDONSHORE
1739 | TUFU K61 6.0000-1 | 1649 | 1.85 | 0 |  |  | 4 | 1 | FALSE |  | FALSE |  | TRUE | OTHERNONRES | TRUE | OTHERNONRES
1740 | TUFU K62 6.0000-2 | 1650 | 0 | 0 |  |  | 4 | 1 | FALSE |  | FALSE |  | TRUE | OTHERNONRES | TRUE | OTHERNONRES
1741 | TUFU K63 6.0000-3 | 1651 | 0 | 0 |  |  | 4 | 1 | FALSE |  | FALSE |  | TRUE | OTHERNONRES | TRUE | OTHERNONRES
1742 | TUJV 111 11.000-B | 1652 | 0 | 0 |  |  | 0.034 | 1 | FALSE |  | FALSE |  | TRUE | BATTERYSTRG | TRUE | BATTERYSTRG
1743 | TUJV 111 11.000-N | 1652 | 0.326 | 0 |  |  | 0.486 | 1 | FALSE |  | FALSE |  | TRUE | SOLARPHOTOVO | TRUE | SOLARPHOTOVO
1744 | TUJV 112 11.000-B | 1653 | 0 | 0 |  |  | 0.044 | 1 | FALSE |  | FALSE |  | TRUE | BATTERYSTRG | TRUE | BATTERYSTRG
1745 | TUJV 112 11.000-N | 1653 | 0.419 | 0 |  |  | 0.623 | 1 | FALSE |  | FALSE |  | TRUE | SOLARPHOTOVO | TRUE | SOLARPHOTOVO
1746 | TUJV 221 22.000-B | 1654 | 0 | 0 |  |  | 0.447 | 1 | FALSE |  | FALSE |  | TRUE | BATTERYSTRG | TRUE | BATTERYSTRG
1747 | TUJV 221 22.000-N | 1654 | 4.232 | 0 |  |  | 6.292 | 1 | FALSE |  | FALSE |  | TRUE | SOLARPHOTOVO | TRUE | SOLARPHOTOVO
1748 | TUJV 221 22.000-P | 1654 | 5.107 | 0 |  |  | 5.791 | 1 | FALSE |  | FALSE |  | TRUE | SOLARPHOTOVO | TRUE | SOLARPHOTOVO
1749 | TUJV 221 22.000-QP | 1654 | 1.786 | 0 |  |  | 2.657 | 1 | FALSE |  | FALSE |  | TRUE | SOLARPHOTOVO | TRUE | SOLARPHOTOVO
1750 | TUJV 221 22.000-V | 1654 | 3.1412 | 0 |  |  | 4.4 | 1 | FALSE |  | FALSE |  | TRUE | HYDRORANPOND | TRUE | HYDRORANPOND
1751 | TUJV 222 22.000-B | 1655 | 0 | 0 |  |  | 0.262 | 1 | FALSE |  | FALSE |  | TRUE | BATTERYSTRG | TRUE | BATTERYSTRG
1752 | TUJV 222 22.000-N | 1655 | 2.481 | 0 |  |  | 3.689 | 1 | FALSE |  | FALSE |  | TRUE | SOLARPHOTOVO | TRUE | SOLARPHOTOVO
1753 | TUJV 222 22.000-P | 1655 | 2.994 | 0 |  |  | 3.395 | 1 | FALSE |  | FALSE |  | TRUE | SOLARPHOTOVO | TRUE | SOLARPHOTOVO
1754 | TUJV 222 22.000-QP | 1655 | 1.047 | 0 |  |  | 1.557 | 1 | FALSE |  | FALSE |  | TRUE | SOLARPHOTOVO | TRUE | SOLARPHOTOVO
1755 | TUZS 222 22.000-B | 1658 | 0 | 0 |  |  | 0.523 | 1 | FALSE |  | FALSE |  | TRUE | BATTERYSTRG | TRUE | BATTERYSTRG
1756 | TUZS 222 22.000-N | 1658 | 3.83 | 0 |  |  | 5.695 | 1 | FALSE |  | FALSE |  | TRUE | SOLARPHOTOVO | TRUE | SOLARPHOTOVO
1757 | TUZS 222 22.000-P | 1658 | 30.233 | 0 |  |  | 34.276 | 1 | FALSE |  | FALSE |  | TRUE | SOLARPHOTOVO | TRUE | SOLARPHOTOVO
1758 | TUZS 222 22.000-Q | 1658 | 1.9703 | 0 |  |  | 2.9303 | 1 | FALSE |  | FALSE |  | TRUE | SOLARPHOTOVO | TRUE | SOLARPHOTOVO
1759 | TVK1 60 6.0000-QB | 1660 | 0 | 0 |  |  | 5.943 | 1 | FALSE |  | FALSE |  | TRUE | BATTERYSTRG | TRUE | BATTERYSTRG
1760 | TVK1 60 6.0000-QP | 1660 | 6.847 | 0 |  |  | 88.588 | 1 | FALSE |  | FALSE |  | TRUE | SOLARPHOTOVO | TRUE | SOLARPHOTOVO
1761 | TVK1 61 6.0000-QB | 1661 | 0 | 0 |  |  | 3.051 | 1 | FALSE |  | FALSE |  | TRUE | BATTERYSTRG | TRUE | BATTERYSTRG
1762 | TVK1 61 6.0000-QP | 1661 | 13.011 | 0 |  |  | 45.472 | 1 | FALSE |  | FALSE |  | TRUE | SOLARPHOTOVO | TRUE | SOLARPHOTOVO
1763 | TVK1 62 6.0000-QB | 1662 | 0 | 0 |  |  | 5.846 | 1 | FALSE |  | FALSE |  | TRUE | BATTERYSTRG | TRUE | BATTERYSTRG
1764 | TVK1 62 6.0000-QP | 1662 | 19.633 | 0 |  |  | 87.142 | 1 | FALSE |  | FALSE |  | TRUE | SOLARPHOTOVO | TRUE | SOLARPHOTOVO
1765 | TVK1 62 6.0000-ST | 1662 | 5.3 | 0 |  |  | 14.625 | 1 | FALSE |  | FALSE |  | TRUE | OTHERNONRES | TRUE | OTHERNONRES
1766 | TVK1 63 6.0000-QB | 1663 | 0 | 0 |  |  | 2.486 | 1 | FALSE |  | FALSE |  | TRUE | BATTERYSTRG | TRUE | BATTERYSTRG
1767 | TVK1 63 6.0000-QP | 1663 | 10.602 | 0 |  |  | 37.055 | 1 | FALSE |  | FALSE |  | TRUE | SOLARPHOTOVO | TRUE | SOLARPHOTOVO
1768 | TVK2 60 6.0000-QB | 1664 | 0 | 0 |  |  | 1.447 | 1 | FALSE |  | FALSE |  | TRUE | BATTERYSTRG | TRUE | BATTERYSTRG
1769 | TVK2 60 6.0000-QP | 1664 | 6.171 | 0 |  |  | 21.567 | 1 | FALSE |  | FALSE |  | TRUE | SOLARPHOTOVO | TRUE | SOLARPHOTOVO
1770 | TVK2 61 6.0000-QB | 1665 | 0 | 0 |  |  | 0.08 | 1 | FALSE |  | FALSE |  | TRUE | BATTERYSTRG | TRUE | BATTERYSTRG
1771 | TVK2 61 6.0000-QP | 1665 | 0.342 | 0 |  |  | 1.196 | 1 | FALSE |  | FALSE |  | TRUE | SOLARPHOTOVO | TRUE | SOLARPHOTOVO
1772 | TVK2 62 6.0000-QB | 1666 | 0 | 0 |  |  | 1.128 | 1 | FALSE |  | FALSE |  | TRUE | BATTERYSTRG | TRUE | BATTERYSTRG
1773 | TVK2 62 6.0000-QP | 1666 | 4.812 | 0 |  |  | 16.818 | 1 | FALSE |  | FALSE |  | TRUE | SOLARPHOTOVO | TRUE | SOLARPHOTOVO
1774 | TVK2 63 6.0000-QB | 1667 | 0 | 0 |  |  | 0.018 | 1 | FALSE |  | FALSE |  | TRUE | BATTERYSTRG | TRUE | BATTERYSTRG
1775 | TVK2 63 6.0000-QP | 1667 | 0.077 | 0 |  |  | 0.268 | 1 | FALSE |  | FALSE |  | TRUE | SOLARPHOTOVO | TRUE | SOLARPHOTOVO
1776 | UJHA 222 22.000-B | 1669 | 0 | 0 |  |  | 0.533 | 1 | FALSE |  | FALSE |  | TRUE | BATTERYSTRG | TRUE | BATTERYSTRG
1777 | UJHA 222 22.000-N | 1669 | 6.319 | 0 |  |  | 9.396 | 1 | FALSE |  | FALSE |  | TRUE | SOLARPHOTOVO | TRUE | SOLARPHOTOVO
1778 | UJHA 222 22.000-P | 1669 | 11.121 | 0 |  |  | 12.609 | 1 | FALSE |  | FALSE |  | TRUE | SOLARPHOTOVO | TRUE | SOLARPHOTOVO
1779 | UJHA 222 22.000-QP | 1669 | 3.449 | 0 |  |  | 5.128 | 1 | FALSE |  | FALSE |  | TRUE | SOLARPHOTOVO | TRUE | SOLARPHOTOVO
1780 | UJPE 112 11.000-B | 1671 | 0 | 0 |  |  | 0.408 | 1 | FALSE |  | FALSE |  | TRUE | BATTERYSTRG | TRUE | BATTERYSTRG
1781 | UJPE 112 11.000-N | 1671 | 4.831 | 0 |  |  | 7.184 | 1 | FALSE |  | FALSE |  | TRUE | SOLARPHOTOVO | TRUE | SOLARPHOTOVO
1782 | UJPE 112 11.000-QP | 1671 | 0.673 | 0 |  |  | 1 | 1 | FALSE |  | FALSE |  | TRUE | SOLARPHOTOVO | TRUE | SOLARPHOTOVO
1783 | ULLO 221 22.000-B | 1674 | 0 | 0 |  |  | 0.613 | 1 | FALSE |  | FALSE |  | TRUE | BATTERYSTRG | TRUE | BATTERYSTRG
1784 | ULLO 221 22.000-N | 1674 | 7.265 | 0 |  |  | 10.803 | 1 | FALSE |  | FALSE |  | TRUE | SOLARPHOTOVO | TRUE | SOLARPHOTOVO
1785 | ULLO 221 22.000-P | 1674 | 0.319 | 0 |  |  | 0.361 | 1 | FALSE |  | FALSE |  | TRUE | SOLARPHOTOVO | TRUE | SOLARPHOTOVO
1786 | ULLO 221 22.000-QP | 1674 | 3.119 | 0 |  |  | 4.638 | 1 | FALSE |  | FALSE |  | TRUE | SOLARPHOTOVO | TRUE | SOLARPHOTOVO
1787 | ULLO 222 22.000-B | 1675 | 0 | 0 |  |  | 0.667 | 1 | FALSE |  | FALSE |  | TRUE | BATTERYSTRG | TRUE | BATTERYSTRG
1788 | ULLO 222 22.000-N | 1675 | 7.902 | 0 |  |  | 11.751 | 1 | FALSE |  | FALSE |  | TRUE | SOLARPHOTOVO | TRUE | SOLARPHOTOVO
1789 | ULLO 222 22.000-P | 1675 | 0.347 | 0 |  |  | 0.393 | 1 | FALSE |  | FALSE |  | TRUE | SOLARPHOTOVO | TRUE | SOLARPHOTOVO
1790 | ULLO 222 22.000-QP | 1675 | 3.393 | 0 |  |  | 5.046 | 1 | FALSE |  | FALSE |  | TRUE | SOLARPHOTOVO | TRUE | SOLARPHOTOVO
1791 | UPF1 11 11.000-11 | 1676 | 3.749 | 1.125 |  |  | 8.331 | 1 | FALSE |  | FALSE |  | TRUE | OTHERNONRES | TRUE | OTHERNONRES
1792 | UPF1 11 11.000-12 | 1676 | 3.749 | 1.125 |  |  | 8.331 | 1 | FALSE |  | FALSE |  | TRUE | OTHERNONRES | TRUE | OTHERNONRES
1793 | UPF2 11 11.000-21 | 1677 | 3.749 | 1.125 |  |  | 8.331 | 1 | FALSE |  | FALSE |  | TRUE | OTHERNONRES | TRUE | OTHERNONRES
1794 | VAC 224 22.000-B | 1678 | 0 | 0 |  |  | 0.735 | 1 | FALSE |  | FALSE |  | TRUE | BATTERYSTRG | TRUE | BATTERYSTRG
1795 | VAC 224 22.000-N | 1678 | 8.713 | 0 |  |  | 12.956 | 1 | FALSE |  | FALSE |  | TRUE | SOLARPHOTOVO | TRUE | SOLARPHOTOVO
1796 | VAC 224 22.000-O | 1678 | 0.7 | 0.21 |  |  | 3.537 | 1 | FALSE |  | FALSE |  | TRUE | OTHERNONRES | TRUE | OTHERNONRES
1797 | VAC 224 22.000-QP | 1678 | 1.432 | 0 |  |  | 2.13 | 1 | FALSE |  | FALSE |  | TRUE | SOLARPHOTOVO | TRUE | SOLARPHOTOVO
1798 | VAC 225 22.000-B | 1679 | 0 | 0 |  |  | 0.68 | 1 | FALSE |  | FALSE |  | TRUE | BATTERYSTRG | TRUE | BATTERYSTRG
1799 | VAC 225 22.000-N | 1679 | 8.052 | 0 |  |  | 11.973 | 1 | FALSE |  | FALSE |  | TRUE | SOLARPHOTOVO | TRUE | SOLARPHOTOVO
1800 | VAC 225 22.000-QP | 1679 | 1.324 | 0 |  |  | 1.968 | 1 | FALSE |  | FALSE |  | TRUE | SOLARPHOTOVO | TRUE | SOLARPHOTOVO
1801 | VAC 354 35.000-P | 1682 | 0.637 | 0 |  |  | 0.722 | 1 | FALSE |  | FALSE |  | TRUE | SOLARPHOTOVO | TRUE | SOLARPHOTOVO
1802 | VAC 356 35.000-P | 1683 | 0.683 | 0 |  |  | 0.774 | 1 | FALSE |  | FALSE |  | TRUE | SOLARPHOTOVO | TRUE | SOLARPHOTOVO
1803 | VARP 111 11.000-B | 1684 | 0 | 0 |  |  | 0.058 | 1 | FALSE |  | FALSE |  | TRUE | BATTERYSTRG | TRUE | BATTERYSTRG
1804 | VARP 111 11.000-N | 1684 | 0.689 | 0 |  |  | 1.025 | 1 | FALSE |  | FALSE |  | TRUE | SOLARPHOTOVO | TRUE | SOLARPHOTOVO
1805 | VARP 111 11.000-O | 1684 | 0.36 | 0 |  |  | 1.822 | 1 | FALSE |  | FALSE |  | TRUE | OTHERNONRES | TRUE | OTHERNONRES
1806 | VARP 111 11.000-QP | 1684 | 0.324 | 0 |  |  | 0.482 | 1 | FALSE |  | FALSE |  | TRUE | SOLARPHOTOVO | TRUE | SOLARPHOTOVO
1807 | VARP 112 11.000-B | 1685 | 0 | 0 |  |  | 0.058 | 1 | FALSE |  | FALSE |  | TRUE | BATTERYSTRG | TRUE | BATTERYSTRG
1808 | VARP 112 11.000-N | 1685 | 0.689 | 0 |  |  | 1.025 | 1 | FALSE |  | FALSE |  | TRUE | SOLARPHOTOVO | TRUE | SOLARPHOTOVO
1809 | VARP 112 11.000-O | 1685 | 0.36 | 0 |  |  | 1.822 | 1 | FALSE |  | FALSE |  | TRUE | OTHERNONRES | TRUE | OTHERNONRES
1810 | VARP 112 11.000-QP | 1685 | 0.324 | 0 |  |  | 0.482 | 1 | FALSE |  | FALSE |  | TRUE | SOLARPHOTOVO | TRUE | SOLARPHOTOVO
1811 | VARP 221 22.000-B | 1686 | 0 | 0 |  |  | 0.158 | 1 | FALSE |  | FALSE |  | TRUE | BATTERYSTRG | TRUE | BATTERYSTRG
1812 | VARP 221 22.000-BT | 1686 | 0 | 0 |  |  | 0.25 | 1 | FALSE |  | FALSE |  | TRUE | BATTERYSTRG | TRUE | BATTERYSTRG
1813 | VARP 221 22.000-N | 1686 | 1.879 | 0 |  |  | 2.794 | 1 | FALSE |  | FALSE |  | TRUE | SOLARPHOTOVO | TRUE | SOLARPHOTOVO
1814 | VARP 221 22.000-P | 1686 | 8.353 | 0 |  |  | 9.47 | 1 | FALSE |  | FALSE |  | TRUE | SOLARPHOTOVO | TRUE | SOLARPHOTOVO
1815 | VARP 221 22.000-QP | 1686 | 0.583 | 0 |  |  | 0.867 | 1 | FALSE |  | FALSE |  | TRUE | SOLARPHOTOVO | TRUE | SOLARPHOTOVO
1816 | VARP 222 22.000-B | 1687 | 0 | 0 |  |  | 0.158 | 1 | FALSE |  | FALSE |  | TRUE | BATTERYSTRG | TRUE | BATTERYSTRG
1817 | VARP 222 22.000-N | 1687 | 1.879 | 0 |  |  | 2.794 | 1 | FALSE |  | FALSE |  | TRUE | SOLARPHOTOVO | TRUE | SOLARPHOTOVO
1818 | VARP 222 22.000-P | 1687 | 8.353 | 0 |  |  | 9.47 | 1 | FALSE |  | FALSE |  | TRUE | SOLARPHOTOVO | TRUE | SOLARPHOTOVO
1819 | VARP 222 22.000-QP | 1687 | 0.583 | 0 |  |  | 0.867 | 1 | FALSE |  | FALSE |  | TRUE | SOLARPHOTOVO | TRUE | SOLARPHOTOVO
1820 | VECS 11C 11.000-QO | 1689 | 2.25 | 0 |  |  | 2.5 | 1 | FALSE |  | FALSE |  | TRUE | OTHERNONRES | TRUE | OTHERNONRES
1821 | VECS 11C 11.000-QP | 1689 | 7.236 | 0 |  |  | 10.76 | 1 | FALSE |  | FALSE |  | TRUE | SOLARPHOTOVO | TRUE | SOLARPHOTOVO
1822 | VECS 22A 22.000-B | 1690 | 0 | 0 |  |  | 0.646 | 1 | FALSE |  | FALSE |  | TRUE | BATTERYSTRG | TRUE | BATTERYSTRG
1823 | VECS 22A 22.000-N | 1690 | 7.648 | 0 |  |  | 11.373 | 1 | FALSE |  | FALSE |  | TRUE | SOLARPHOTOVO | TRUE | SOLARPHOTOVO
1824 | VECS 22A 22.000-QP | 1690 | 5.723 | 0 |  |  | 8.51 | 1 | FALSE |  | FALSE |  | TRUE | SOLARPHOTOVO | TRUE | SOLARPHOTOVO
1825 | VERM 111 11.000-B | 1693 | 0 | 0 |  |  | 0.062 | 1 | FALSE |  | FALSE |  | TRUE | BATTERYSTRG | TRUE | BATTERYSTRG
1826 | VERM 111 11.000-N | 1693 | 0.736 | 0 |  |  | 1.094 | 1 | FALSE |  | FALSE |  | TRUE | SOLARPHOTOVO | TRUE | SOLARPHOTOVO
1827 | VERM 111 11.000-QO | 1693 | 1.12 | 0 |  |  | 1.245 | 1 | FALSE |  | FALSE |  | TRUE | OTHERNONRES | TRUE | OTHERNONRES
1828 | VERM 111 11.000-QP | 1693 | 0.558 | 0 |  |  | 0.829 | 1 | FALSE |  | FALSE |  | TRUE | SOLARPHOTOVO | TRUE | SOLARPHOTOVO
1829 | VERM 112 11.000-B | 1694 | 0 | 0 |  |  | 0.071 | 1 | FALSE |  | FALSE |  | TRUE | BATTERYSTRG | TRUE | BATTERYSTRG
1830 | VERM 112 11.000-N | 1694 | 0.844 | 0 |  |  | 1.255 | 1 | FALSE |  | FALSE |  | TRUE | SOLARPHOTOVO | TRUE | SOLARPHOTOVO
1831 | VERM 112 11.000-QP | 1694 | 0.64 | 0 |  |  | 0.951 | 1 | FALSE |  | FALSE |  | TRUE | SOLARPHOTOVO | TRUE | SOLARPHOTOVO
1832 | VESZ 222 22.000-B | 1696 | 0 | 0 |  |  | 1.288 | 1 | FALSE |  | FALSE |  | TRUE | BATTERYSTRG | TRUE | BATTERYSTRG
1833 | VESZ 222 22.000-N | 1696 | 15.312 | 0 |  |  | 22.77 | 1 | FALSE |  | FALSE |  | TRUE | SOLARPHOTOVO | TRUE | SOLARPHOTOVO
1834 | VESZ 222 22.000-O | 1696 | 1.614 | 0 |  |  | 8.16 | 1 | FALSE |  | FALSE |  | TRUE | OTHERNONRES | TRUE | OTHERNONRES
1835 | VESZ 222 22.000-P | 1696 | 2.187 | 0 |  |  | 2.48 | 1 | FALSE |  | FALSE |  | TRUE | SOLARPHOTOVO | TRUE | SOLARPHOTOVO
1836 | VESZ 222 22.000-P1 | 1696 | 0.864 | 0 |  |  | 0.98 | 1 | FALSE |  | FALSE |  | TRUE | SOLARPHOTOVO | TRUE | SOLARPHOTOVO
1837 | VESZ 222 22.000-QP | 1696 | 4.623 | 0 |  |  | 6.876 | 1 | FALSE |  | FALSE |  | TRUE | SOLARPHOTOVO | TRUE | SOLARPHOTOVO
1838 | VIRA 11B 11.000-B | 1698 | 0 | 0 |  |  | 0.542 | 1 | FALSE |  | FALSE |  | TRUE | BATTERYSTRG | TRUE | BATTERYSTRG
1839 | VIRA 11B 11.000-N | 1698 | 6.418 | 0 |  |  | 9.544 | 1 | FALSE |  | FALSE |  | TRUE | SOLARPHOTOVO | TRUE | SOLARPHOTOVO
1840 | VIRA 11B 11.000-O | 1698 | 0.311 | 0.093 |  |  | 1.573 | 1 | FALSE |  | FALSE |  | TRUE | OTHERNONRES | TRUE | OTHERNONRES
1841 | VIRA 11B 11.000-P | 1698 | 0.171 | 0 |  |  | 0.194 | 1 | FALSE |  | FALSE |  | TRUE | SOLARPHOTOVO | TRUE | SOLARPHOTOVO
1842 | VIRA 11B 11.000-QP | 1698 | 0.99 | 0 |  |  | 1.472 | 1 | FALSE |  | FALSE |  | TRUE | SOLARPHOTOVO | TRUE | SOLARPHOTOVO
1843 | VLIG 111 11.000-B | 1699 | 0 | 0 |  |  | 0.068 | 1 | FALSE |  | FALSE |  | TRUE | BATTERYSTRG | TRUE | BATTERYSTRG
1844 | VLIG 111 11.000-N | 1699 | 0.805 | 0 |  |  | 1.197 | 1 | FALSE |  | FALSE |  | TRUE | SOLARPHOTOVO | TRUE | SOLARPHOTOVO
1845 | VLIG 111 11.000-P | 1699 | 0.244 | 0 |  |  | 0.277 | 1 | FALSE |  | FALSE |  | TRUE | SOLARPHOTOVO | TRUE | SOLARPHOTOVO
1846 | VLIG 111 11.000-QP | 1699 | 0.773 | 0 |  |  | 1.149 | 1 | FALSE |  | FALSE |  | TRUE | SOLARPHOTOVO | TRUE | SOLARPHOTOVO
1847 | VLIG 113 11.000-B | 1701 | 0 | 0 |  |  | 0.07 | 1 | FALSE |  | FALSE |  | TRUE | BATTERYSTRG | TRUE | BATTERYSTRG
1848 | VLIG 113 11.000-N | 1701 | 0.828 | 0 |  |  | 1.231 | 1 | FALSE |  | FALSE |  | TRUE | SOLARPHOTOVO | TRUE | SOLARPHOTOVO
1849 | VLIG 113 11.000-P | 1701 | 0.251 | 0 |  |  | 0.285 | 1 | FALSE |  | FALSE |  | TRUE | SOLARPHOTOVO | TRUE | SOLARPHOTOVO
1850 | VLIG 113 11.000-QP | 1701 | 0.795 | 0 |  |  | 1.182 | 1 | FALSE |  | FALSE |  | TRUE | SOLARPHOTOVO | TRUE | SOLARPHOTOVO
1851 | VNAM 222 22.000-B | 1703 | 0 | 0 |  |  | 0.703 | 1 | FALSE |  | FALSE |  | TRUE | BATTERYSTRG | TRUE | BATTERYSTRG
1852 | VNAM 222 22.000-N | 1703 | 5.151 | 0 |  |  | 7.66 | 1 | FALSE |  | FALSE |  | TRUE | SOLARPHOTOVO | TRUE | SOLARPHOTOVO
1853 | VNAM 222 22.000-P | 1703 | 20.259 | 0 |  |  | 22.969 | 1 | FALSE |  | FALSE |  | TRUE | SOLARPHOTOVO | TRUE | SOLARPHOTOVO
1854 | VNAM 222 22.000-Q | 1703 | 7.314 | 0 |  |  | 10.8772 | 1 | FALSE |  | FALSE |  | TRUE | SOLARPHOTOVO | TRUE | SOLARPHOTOVO
1855 | VSZE 111 11.000-B | 1706 | 0 | 0 |  |  | 0.267 | 1 | FALSE |  | FALSE |  | TRUE | BATTERYSTRG | TRUE | BATTERYSTRG
1856 | VSZE 111 11.000-N | 1706 | 3.17 | 0 |  |  | 4.714 | 1 | FALSE |  | FALSE |  | TRUE | SOLARPHOTOVO | TRUE | SOLARPHOTOVO
1857 | VSZE 111 11.000-QP | 1706 | 1.052 | 0 |  |  | 1.564 | 1 | FALSE |  | FALSE |  | TRUE | SOLARPHOTOVO | TRUE | SOLARPHOTOVO
1858 | VSZE 221 22.000-B | 1708 | 0 | 0 |  |  | 0.305 | 1 | FALSE |  | FALSE |  | TRUE | BATTERYSTRG | TRUE | BATTERYSTRG
1859 | VSZE 221 22.000-N | 1708 | 3.631 | 0 |  |  | 5.4 | 1 | FALSE |  | FALSE |  | TRUE | SOLARPHOTOVO | TRUE | SOLARPHOTOVO
1860 | VSZE 221 22.000-P | 1708 | 20.815 | 0 |  |  | 23.599 | 1 | FALSE |  | FALSE |  | TRUE | SOLARPHOTOVO | TRUE | SOLARPHOTOVO
1861 | VSZE 221 22.000-QP | 1708 | 2.37 | 0 |  |  | 3.525 | 1 | FALSE |  | FALSE |  | TRUE | SOLARPHOTOVO | TRUE | SOLARPHOTOVO
1862 | VSZE 221 22.000-R | 1708 | 0.366 | 0 |  |  | 0.875 | 1 | FALSE |  | FALSE |  | TRUE | OTHERRES | TRUE | OTHERRES
1863 | ZALA 221 22.000-B | 1712 | 0 | 0 |  |  | 0.607 | 1 | FALSE |  | FALSE |  | TRUE | BATTERYSTRG | TRUE | BATTERYSTRG
1864 | ZALA 221 22.000-N | 1712 | 7.215 | 0 |  |  | 10.73 | 1 | FALSE |  | FALSE |  | TRUE | SOLARPHOTOVO | TRUE | SOLARPHOTOVO
1865 | ZALA 221 22.000-O | 1712 | 0.168 | 0 |  |  | 0.85 | 1 | FALSE |  | FALSE |  | TRUE | OTHERNONRES | TRUE | OTHERNONRES
1866 | ZALA 221 22.000-P | 1712 | 9.603 | 0 |  |  | 10.887 | 1 | FALSE |  | FALSE |  | TRUE | SOLARPHOTOVO | TRUE | SOLARPHOTOVO
1867 | ZALA 221 22.000-QP | 1712 | 1.963 | 0 |  |  | 2.919 | 1 | FALSE |  | FALSE |  | TRUE | SOLARPHOTOVO | TRUE | SOLARPHOTOVO
1868 | ZALA 222 22.000-B | 1713 | 0 | 0 |  |  | 0.607 | 1 | FALSE |  | FALSE |  | TRUE | BATTERYSTRG | TRUE | BATTERYSTRG
1869 | ZALA 222 22.000-N | 1713 | 7.215 | 0 |  |  | 10.73 | 1 | FALSE |  | FALSE |  | TRUE | SOLARPHOTOVO | TRUE | SOLARPHOTOVO
1870 | ZALA 222 22.000-O | 1713 | 0.112 | 0 |  |  | 0.566 | 1 | FALSE |  | FALSE |  | TRUE | OTHERNONRES | TRUE | OTHERNONRES
1871 | ZALA 222 22.000-P | 1713 | 9.603 | 0 |  |  | 10.887 | 1 | FALSE |  | FALSE |  | TRUE | SOLARPHOTOVO | TRUE | SOLARPHOTOVO
1872 | ZALA 222 22.000-QP | 1713 | 1.963 | 0 |  |  | 2.919 | 1 | FALSE |  | FALSE |  | TRUE | SOLARPHOTOVO | TRUE | SOLARPHOTOVO
1873 | ZALD 221 22.000-B | 1714 | 0 | 0 |  |  | 0.186 | 1 | FALSE |  | FALSE |  | TRUE | BATTERYSTRG | TRUE | BATTERYSTRG
1874 | ZALD 221 22.000-N | 1714 | 2.211 | 0 |  |  | 3.288 | 1 | FALSE |  | FALSE |  | TRUE | SOLARPHOTOVO | TRUE | SOLARPHOTOVO
1875 | ZALD 221 22.000-P | 1714 | 8.732 | 0 |  |  | 9.9 | 1 | FALSE |  | FALSE |  | TRUE | SOLARPHOTOVO | TRUE | SOLARPHOTOVO
1876 | ZALD 221 22.000-QP | 1714 | 1.947 | 0 |  |  | 2.896 | 1 | FALSE |  | FALSE |  | TRUE | SOLARPHOTOVO | TRUE | SOLARPHOTOVO
1877 | ZALD 221 22.000-R | 1714 | 0.073 | 0 |  |  | 0.176 | 1 | FALSE |  | FALSE |  | TRUE | OTHERRES | TRUE | OTHERRES
1878 | ZALD 223 22.000-B | 1715 | 0 | 0 |  |  | 0.186 | 1 | FALSE |  | FALSE |  | TRUE | BATTERYSTRG | TRUE | BATTERYSTRG
1879 | ZALD 223 22.000-N | 1715 | 2.211 | 0 |  |  | 3.288 | 1 | FALSE |  | FALSE |  | TRUE | SOLARPHOTOVO | TRUE | SOLARPHOTOVO
1880 | ZALD 223 22.000-P | 1715 | 8.732 | 0 |  |  | 9.9 | 1 | FALSE |  | FALSE |  | TRUE | SOLARPHOTOVO | TRUE | SOLARPHOTOVO
1881 | ZALD 223 22.000-QP | 1715 | 1.947 | 0 |  |  | 2.896 | 1 | FALSE |  | FALSE |  | TRUE | SOLARPHOTOVO | TRUE | SOLARPHOTOVO
1882 | ZALD 223 22.000-R | 1715 | 0.044 | 0 |  |  | 0.104 | 1 | FALSE |  | FALSE |  | TRUE | OTHERRES | TRUE | OTHERRES
1883 | ZUGL 11A 11.000-B | 1718 | 0 | 0 |  |  | 0.495 | 1 | FALSE |  | FALSE |  | TRUE | BATTERYSTRG | TRUE | BATTERYSTRG
1884 | ZUGL 11A 11.000-N | 1718 | 5.865 | 0 |  |  | 8.721 | 1 | FALSE |  | FALSE |  | TRUE | SOLARPHOTOVO | TRUE | SOLARPHOTOVO
1885 | ZUGL 11A 11.000-QP | 1718 | 1.763 | 0 |  |  | 2.621 | 1 | FALSE |  | FALSE |  | TRUE | SOLARPHOTOVO | TRUE | SOLARPHOTOVO
1886 | ZUGL 11C 11.000-B | 1720 | 0 | 0 |  |  | 0.465 | 1 | FALSE |  | FALSE |  | TRUE | BATTERYSTRG | TRUE | BATTERYSTRG
1887 | ZUGL 11C 11.000-N | 1720 | 5.503 | 0 |  |  | 8.182 | 1 | FALSE |  | FALSE |  | TRUE | SOLARPHOTOVO | TRUE | SOLARPHOTOVO
1888 | ZUGL 11C 11.000-QP | 1720 | 1.654 | 0 |  |  | 2.459 | 1 | FALSE |  | FALSE |  | TRUE | SOLARPHOTOVO | TRUE | SOLARPHOTOVO
1889 | BUZS 221 22.000-P | 1724 | 17.782 | 0 |  |  | 20.16 | 1 | FALSE |  | FALSE |  | TRUE | SOLARPHOTOVO | TRUE | SOLARPHOTOVO
1890 | BUZS 222 22.000-P | 1725 | 17.782 | 0 |  |  | 20.16 | 1 | FALSE |  | FALSE |  | TRUE | SOLARPHOTOVO | TRUE | SOLARPHOTOVO
1891 | CSAB 22P 22.000-P | 1727 | 22.095 | 0 |  |  | 25.05 | 1 | FALSE |  | FALSE |  | TRUE | SOLARPHOTOVO | TRUE | SOLARPHOTOVO
1892 | DUSN 22P1 22.000-P | 1732 | 67.738 | 0 |  |  | 76.8 | 1 | FALSE |  | FALSE |  | TRUE | SOLARPHOTOVO | TRUE | SOLARPHOTOVO
1894 | GERJ 22P 22.000-P | 1736 | 33.288 | 0 |  |  | 37.74 | 1 | FALSE |  | FALSE |  | TRUE | SOLARPHOTOVO | TRUE | SOLARPHOTOVO
1895 | GYHAL 222 22.000-P | 1739 | 13.23 | 0 |  |  | 15 | 1 | FALSE |  | FALSE |  | TRUE | SOLARPHOTOVO | TRUE | SOLARPHOTOVO
1896 | GYHAL 222 22.000-QP | 1739 | 14.803 | 0 |  |  | 22.012 | 1 | FALSE |  | FALSE |  | TRUE | SOLARPHOTOVO | TRUE | SOLARPHOTOVO
1897 | HALM 22P 22.000-P | 1740 | 17.552 | 0 |  |  | 19.9 | 1 | FALSE |  | FALSE |  | TRUE | SOLARPHOTOVO | TRUE | SOLARPHOTOVO
1898 | KABA 22P1 22.000-P | 1741 | 21.952 | 0 |  |  | 24.888 | 1 | FALSE |  | FALSE |  | TRUE | SOLARPHOTOVO | TRUE | SOLARPHOTOVO
1899 | KABA 22P2 22.000-P | 1742 | 21.952 | 0 |  |  | 24.888 | 1 | FALSE |  | FALSE |  | TRUE | SOLARPHOTOVO | TRUE | SOLARPHOTOVO
1900 | KBFU K64 6.0000-B | 1743 | 0 | 0 |  |  | 4.4 | 1 | FALSE |  | FALSE |  | TRUE | BATTERYSTRG | TRUE | BATTERYSTRG
1901 | KIRE 22P 22.000-P | 1744 | 43.343 | 0 |  |  | 49.14 | 1 | FALSE |  | FALSE |  | TRUE | SOLARPHOTOVO | TRUE | SOLARPHOTOVO
1902 | LABA 222 22.000-B | 1745 | 0 | 0 |  |  | 0.24 | 1 | FALSE |  | FALSE |  | TRUE | BATTERYSTRG | TRUE | BATTERYSTRG
1903 | LABA 222 22.000-N | 1745 | 2.859 | 0 |  |  | 4.252 | 1 | FALSE |  | FALSE |  | TRUE | SOLARPHOTOVO | TRUE | SOLARPHOTOVO
1904 | LABA 222 22.000-O | 1745 | 0.989 | 0 |  |  | 5 | 1 | FALSE |  | FALSE |  | TRUE | OTHERNONRES | TRUE | OTHERNONRES
1905 | LABA 222 22.000-P | 1745 | 0.087 | 0 |  |  | 0.099 | 1 | FALSE |  | FALSE |  | TRUE | SOLARPHOTOVO | TRUE | SOLARPHOTOVO
1906 | LABA 222 22.000-QP | 1745 | 1.271 | 0 |  |  | 1.89 | 1 | FALSE |  | FALSE |  | TRUE | SOLARPHOTOVO | TRUE | SOLARPHOTOVO
1907 | LEPS 221 22.000-B | 1747 | 0 | 0 |  |  | 0.23 | 1 | FALSE |  | FALSE |  | TRUE | BATTERYSTRG | TRUE | BATTERYSTRG
1908 | LEPS 221 22.000-N | 1747 | 2.732 | 0 |  |  | 4.062 | 1 | FALSE |  | FALSE |  | TRUE | SOLARPHOTOVO | TRUE | SOLARPHOTOVO
1909 | LEPS 221 22.000-P | 1747 | 1.197 | 0 |  |  | 1.357 | 1 | FALSE |  | FALSE |  | TRUE | SOLARPHOTOVO | TRUE | SOLARPHOTOVO
1910 | LEPS 221 22.000-QP | 1747 | 0.993 | 0 |  |  | 1.476 | 1 | FALSE |  | FALSE |  | TRUE | SOLARPHOTOVO | TRUE | SOLARPHOTOVO
1911 | LESH 221 22.000-B | 1748 | 0 | 0 |  |  | 0.273 | 1 | FALSE |  | FALSE |  | TRUE | BATTERYSTRG | TRUE | BATTERYSTRG
1912 | LESH 221 22.000-N | 1748 | 3.228 | 0 |  |  | 4.8 | 1 | FALSE |  | FALSE |  | TRUE | SOLARPHOTOVO | TRUE | SOLARPHOTOVO
1913 | LESH 221 22.000-P | 1748 | 0.132 | 0 |  |  | 0.15 | 1 | FALSE |  | FALSE |  | TRUE | SOLARPHOTOVO | TRUE | SOLARPHOTOVO
1914 | LESH 221 22.000-QP | 1748 | 0.618 | 0 |  |  | 0.918 | 1 | FALSE |  | FALSE |  | TRUE | SOLARPHOTOVO | TRUE | SOLARPHOTOVO
1915 | MOZS 221 22.000-B | 1753 | 0 | 0 |  |  | 0.547 | 1 | FALSE |  | FALSE |  | TRUE | BATTERYSTRG | TRUE | BATTERYSTRG
1916 | MOZS 221 22.000-N | 1753 | 6.335 | 0 |  |  | 9.42 | 1 | FALSE |  | FALSE |  | TRUE | SOLARPHOTOVO | TRUE | SOLARPHOTOVO
1917 | MOZS 221 22.000-P | 1753 | 3.769 | 0 |  |  | 4.273 | 1 | FALSE |  | FALSE |  | TRUE | SOLARPHOTOVO | TRUE | SOLARPHOTOVO
1918 | MOZS 221 22.000-QP | 1753 | 2.515 | 0 |  |  | 3.74 | 1 | FALSE |  | FALSE |  | TRUE | SOLARPHOTOVO | TRUE | SOLARPHOTOVO
1919 | NYBO 222 22.000-B | 1754 | 0 | 0 |  |  | 0.515 | 1 | FALSE |  | FALSE |  | TRUE | BATTERYSTRG | TRUE | BATTERYSTRG
1920 | NYBO 222 22.000-G | 1754 | 0.099 | 0 |  |  | 0.625 | 1 | FALSE |  | FALSE |  | TRUE | GASBIO | TRUE | GASBIO
1921 | NYBO 222 22.000-N | 1754 | 3.772 | 0 |  |  | 5.609 | 1 | FALSE |  | FALSE |  | TRUE | SOLARPHOTOVO | TRUE | SOLARPHOTOVO
1923 | NYBO 222 22.000-Q | 1754 | 1.1428 | 0 |  |  | 1.6996 | 1 | FALSE |  | FALSE |  | TRUE | SOLARPHOTOVO | TRUE | SOLARPHOTOVO
1924 | ORME 111 11.000-B | 1755 | 0 | 0 |  |  | 0.315 | 1 | FALSE |  | FALSE |  | TRUE | BATTERYSTRG | TRUE | BATTERYSTRG
1925 | ORME 111 11.000-N | 1755 | 3.736 | 0 |  |  | 5.555 | 1 | FALSE |  | FALSE |  | TRUE | SOLARPHOTOVO | TRUE | SOLARPHOTOVO
1926 | ORME 111 11.000-QP | 1755 | 0.55 | 0 |  |  | 0.817 | 1 | FALSE |  | FALSE |  | TRUE | SOLARPHOTOVO | TRUE | SOLARPHOTOVO
1927 | OTTE 221 22.000-B | 1757 | 0 | 0 |  |  | 0.38 | 1 | FALSE |  | FALSE |  | TRUE | BATTERYSTRG | TRUE | BATTERYSTRG
1928 | OTTE 221 22.000-N | 1757 | 4.515 | 0 |  |  | 6.714 | 1 | FALSE |  | FALSE |  | TRUE | SOLARPHOTOVO | TRUE | SOLARPHOTOVO
1929 | OTTE 221 22.000-QP | 1757 | 2.139 | 0 |  |  | 3.181 | 1 | FALSE |  | FALSE |  | TRUE | SOLARPHOTOVO | TRUE | SOLARPHOTOVO
1930 | PECL 221 22.000-B | 1758 | 0 | 0 |  |  | 0.848 | 1 | FALSE |  | FALSE |  | TRUE | BATTERYSTRG | TRUE | BATTERYSTRG
1931 | PECL 221 22.000-N | 1758 | 10.045 | 0 |  |  | 14.937 | 1 | FALSE |  | FALSE |  | TRUE | SOLARPHOTOVO | TRUE | SOLARPHOTOVO
1932 | PECL 221 22.000-P | 1758 | 2.646 | 0 |  |  | 3 | 1 | FALSE |  | FALSE |  | TRUE | SOLARPHOTOVO | TRUE | SOLARPHOTOVO
1933 | PECL 221 22.000-QP | 1758 | 1.417 | 0 |  |  | 2.107 | 1 | FALSE |  | FALSE |  | TRUE | SOLARPHOTOVO | TRUE | SOLARPHOTOVO
1934 | REPC 221 22.000-B | 1759 | 0 | 0 |  |  | 0.284 | 1 | FALSE |  | FALSE |  | TRUE | BATTERYSTRG | TRUE | BATTERYSTRG
1935 | REPC 221 22.000-N | 1759 | 3.381 | 0 |  |  | 5.028 | 1 | FALSE |  | FALSE |  | TRUE | SOLARPHOTOVO | TRUE | SOLARPHOTOVO
1936 | REPC 221 22.000-P | 1759 | 5.731 | 0 |  |  | 6.498 | 1 | FALSE |  | FALSE |  | TRUE | SOLARPHOTOVO | TRUE | SOLARPHOTOVO
1937 | REPC 221 22.000-QP | 1759 | 1.535 | 0 |  |  | 2.283 | 1 | FALSE |  | FALSE |  | TRUE | SOLARPHOTOVO | TRUE | SOLARPHOTOVO
1938 | SAMS2 221 22.000-QP | 1760 | 0.377 | 0 |  |  | 0.56 | 1 | FALSE |  | FALSE |  | TRUE | SOLARPHOTOVO | TRUE | SOLARPHOTOVO
1939 | SAMS2 222 22.000-QP | 1761 | 0.377 | 0 |  |  | 0.56 | 1 | FALSE |  | FALSE |  | TRUE | SOLARPHOTOVO | TRUE | SOLARPHOTOVO
1940 | SZBE 22P 22.000-P | 1762 | 44.012 | -0.001 |  |  | 49.9 | 1 | FALSE |  | FALSE |  | TRUE | SOLARPHOTOVO | TRUE | SOLARPHOTOVO
1941 | SZHE 111 11.000-B | 1763 | 0 | 0 |  |  | 0.028 | 1 | FALSE |  | FALSE |  | TRUE | BATTERYSTRG | TRUE | BATTERYSTRG
1942 | SZHE 111 11.000-N | 1763 | 0.335 | 0 |  |  | 0.499 | 1 | FALSE |  | FALSE |  | TRUE | SOLARPHOTOVO | TRUE | SOLARPHOTOVO
1943 | SZHE 111 11.000-P | 1763 | 1.001 | 0 |  |  | 1.135 | 1 | FALSE |  | FALSE |  | TRUE | SOLARPHOTOVO | TRUE | SOLARPHOTOVO
1944 | SZHE 111 11.000-QP | 1763 | 0.691 | 0 |  |  | 1.028 | 1 | FALSE |  | FALSE |  | TRUE | SOLARPHOTOVO | TRUE | SOLARPHOTOVO
1945 | SZHE 112 11.000-B | 1764 | 0 | 0 |  |  | 0.028 | 1 | FALSE |  | FALSE |  | TRUE | BATTERYSTRG | TRUE | BATTERYSTRG
1946 | SZHE 112 11.000-N | 1764 | 0.335 | 0 |  |  | 0.499 | 1 | FALSE |  | FALSE |  | TRUE | SOLARPHOTOVO | TRUE | SOLARPHOTOVO
1947 | SZHE 112 11.000-QP | 1764 | 0.691 | 0 |  |  | 1.028 | 1 | FALSE |  | FALSE |  | TRUE | SOLARPHOTOVO | TRUE | SOLARPHOTOVO
1948 | SZHE 221 22.000-B | 1765 | 0 | 0 |  |  | 0.13 | 1 | FALSE |  | FALSE |  | TRUE | BATTERYSTRG | TRUE | BATTERYSTRG
1949 | SZHE 221 22.000-N | 1765 | 1.549 | 0 |  |  | 2.303 | 1 | FALSE |  | FALSE |  | TRUE | SOLARPHOTOVO | TRUE | SOLARPHOTOVO
1950 | SZHE 221 22.000-P | 1765 | 0.979 | 0 |  |  | 1.11 | 1 | FALSE |  | FALSE |  | TRUE | SOLARPHOTOVO | TRUE | SOLARPHOTOVO
1951 | SZHE 221 22.000-QP | 1765 | 0.801 | 0 |  |  | 1.192 | 1 | FALSE |  | FALSE |  | TRUE | SOLARPHOTOVO | TRUE | SOLARPHOTOVO
1952 | SZHE 222 22.000-B | 1766 | 0 | 0 |  |  | 0.13 | 1 | FALSE |  | FALSE |  | TRUE | BATTERYSTRG | TRUE | BATTERYSTRG
1953 | SZHE 222 22.000-N | 1766 | 1.549 | 0 |  |  | 2.303 | 1 | FALSE |  | FALSE |  | TRUE | SOLARPHOTOVO | TRUE | SOLARPHOTOVO
1954 | SZHE 222 22.000-QP | 1766 | 0.801 | 0 |  |  | 1.192 | 1 | FALSE |  | FALSE |  | TRUE | SOLARPHOTOVO | TRUE | SOLARPHOTOVO
1955 | TFUR 22P 22.000-P | 1767 | 35.193 | 0 |  |  | 39.9 | 1 | FALSE |  | FALSE |  | TRUE | SOLARPHOTOVO | TRUE | SOLARPHOTOVO
1956 | TURK 22P 22.000-P | 1768 | 36.979 | 0 |  |  | 41.925 | 1 | FALSE |  | FALSE |  | TRUE | SOLARPHOTOVO | TRUE | SOLARPHOTOVO
1957 | VEVA 221 22.000-B | 1770 | 0 | 0 |  |  | 0.431 | 1 | FALSE |  | FALSE |  | TRUE | BATTERYSTRG | TRUE | BATTERYSTRG
1958 | VEVA 221 22.000-N | 1770 | 5.123 | 0 |  |  | 7.618 | 1 | FALSE |  | FALSE |  | TRUE | SOLARPHOTOVO | TRUE | SOLARPHOTOVO
1959 | VEVA 221 22.000-QP | 1770 | 0.482 | 0 |  |  | 0.717 | 1 | FALSE |  | FALSE |  | TRUE | SOLARPHOTOVO | TRUE | SOLARPHOTOVO
1960 | VIZA 111 11.000-B | 1772 | 0 | 0 |  |  | 0.04 | 1 | FALSE |  | FALSE |  | TRUE | BATTERYSTRG | TRUE | BATTERYSTRG
1961 | VIZA 111 11.000-N | 1772 | 0.478 | 0 |  |  | 0.71 | 1 | FALSE |  | FALSE |  | TRUE | SOLARPHOTOVO | TRUE | SOLARPHOTOVO
1962 | VIZA 111 11.000-P | 1772 | 0.064 | 0 |  |  | 0.072 | 1 | FALSE |  | FALSE |  | TRUE | SOLARPHOTOVO | TRUE | SOLARPHOTOVO
1963 | VIZA 111 11.000-QP | 1772 | 0.378 | 0 |  |  | 0.562 | 1 | FALSE |  | FALSE |  | TRUE | SOLARPHOTOVO | TRUE | SOLARPHOTOVO
1964 | ZGRO 221 22.000-B | 1774 | 0 | 0 |  |  | 0.208 | 1 | FALSE |  | FALSE |  | TRUE | BATTERYSTRG | TRUE | BATTERYSTRG
1965 | ZGRO 221 22.000-N | 1774 | 2.475 | 0 |  |  | 3.68 | 1 | FALSE |  | FALSE |  | TRUE | SOLARPHOTOVO | TRUE | SOLARPHOTOVO
1966 | ZGRO 221 22.000-P | 1774 | 8.219 | 0 |  |  | 9.318 | 1 | FALSE |  | FALSE |  | TRUE | SOLARPHOTOVO | TRUE | SOLARPHOTOVO
1967 | ZGRO 221 22.000-QP | 1774 | 1.179 | 0 |  |  | 1.754 | 1 | FALSE |  | FALSE |  | TRUE | SOLARPHOTOVO | TRUE | SOLARPHOTOVO
1968 | ZIRC 221 22.000-B | 1775 | 0 | 0 |  |  | 0.417 | 1 | FALSE |  | FALSE |  | TRUE | BATTERYSTRG | TRUE | BATTERYSTRG
1969 | ZIRC 221 22.000-N | 1775 | 4.956 | 0 |  |  | 7.37 | 1 | FALSE |  | FALSE |  | TRUE | SOLARPHOTOVO | TRUE | SOLARPHOTOVO
1970 | ZIRC 221 22.000-P | 1775 | 3.871 | 0 |  |  | 4.389 | 1 | FALSE |  | FALSE |  | TRUE | SOLARPHOTOVO | TRUE | SOLARPHOTOVO
1971 | ZIRC 221 22.000-QP | 1775 | 1.166 | 0 |  |  | 1.735 | 1 | FALSE |  | FALSE |  | TRUE | SOLARPHOTOVO | TRUE | SOLARPHOTOVO
1972 | FZSO PV 22.000-P1 | 1776 | 14.6412 | 0 |  |  | 20 | 1 | FALSE |  | FALSE |  | TRUE | SOLARPHOTOVO | TRUE | SOLARPHOTOVO
1973 | GYIP 223 22.000-B | 1777 | 0 | 0 |  |  | 0.045 | 1 | FALSE |  | FALSE |  | TRUE | BATTERYSTRG | TRUE | BATTERYSTRG
1974 | GYIP 223 22.000-BT | 1777 | 0 | 0 |  |  | 2.9 | 1 | FALSE |  | FALSE |  | TRUE | BATTERYSTRG | TRUE | BATTERYSTRG
1975 | GYIP 223 22.000-N | 1777 | 0.535 | 0 |  |  | 0.796 | 1 | FALSE |  | FALSE |  | TRUE | SOLARPHOTOVO | TRUE | SOLARPHOTOVO
1976 | GYIP 223 22.000-P | 1777 | 7.467 | 0 |  |  | 8.466 | 1 | FALSE |  | FALSE |  | TRUE | SOLARPHOTOVO | TRUE | SOLARPHOTOVO
1977 | GYIP 223 22.000-QP | 1777 | 1.283 | 0 |  |  | 1.908 | 1 | FALSE |  | FALSE |  | TRUE | SOLARPHOTOVO | TRUE | SOLARPHOTOVO
1978 | LITR PV 120.00-B1 | 1779 | 0 | 0 |  |  | 49.9 | 1 | FALSE |  | FALSE |  | TRUE | BATTERYSTRG | TRUE | BATTERYSTRG
1979 | MECS PV 120.00-P1 | 1780 | 117.747 | 0 |  |  | 133.5 | 1 | FALSE |  | FALSE |  | TRUE | SOLARPHOTOVO | TRUE | SOLARPHOTOVO
1980 | OROE PV 120.00-P1 | 1781 | 6.5885 | 0 |  |  | 7.47 | 1 | FALSE |  | FALSE |  | TRUE | SOLARPHOTOVO | TRUE | SOLARPHOTOVO
1981 | SAFA PV 120.00-B1 | 1782 | 0 | 0 |  |  | 70 | 1 | FALSE |  | FALSE |  | TRUE | BATTERYSTRG | TRUE | BATTERYSTRG
1982 | SAFA PV 120.00-B2 | 1782 | 0 | 0 |  |  | 10 | 1 | FALSE |  | FALSE |  | TRUE | BATTERYSTRG | TRUE | BATTERYSTRG
1983 | SAFA PV 120.00-B3 | 1782 | 0 | 0 |  |  | 10 | 1 | FALSE |  | FALSE |  | TRUE | BATTERYSTRG | TRUE | BATTERYSTRG
1984 | SAFA PV 120.00-P1 | 1782 | 34.9272 | 0 |  |  | 39.6 | 1 | FALSE |  | FALSE |  | TRUE | SOLARPHOTOVO | TRUE | SOLARPHOTOVO
1985 | SAJI PV 120.00-P1 | 1783 | 88.2 | 0 |  |  | 100 | 1 | FALSE |  | FALSE |  | TRUE | SOLARPHOTOVO | TRUE | SOLARPHOTOVO
1986 | SAJO PV 220.00-P1 | 1784 | 165.1104 | 0 |  |  | 187.2 | 1 | FALSE |  | FALSE |  | TRUE | SOLARPHOTOVO | TRUE | SOLARPHOTOVO
1987 | SZOL PV 120.00-P1 | 1785 | 84.672 | 0 |  |  | 96 | 1 | FALSE |  | FALSE |  | TRUE | SOLARPHOTOVO | TRUE | SOLARPHOTOVO
1988 | OROE PV2 120.00-B1 | 1786 | 0 | 0 |  |  | 50 | 1 | FALSE |  | FALSE |  | TRUE | BATTERYSTRG | TRUE | BATTERYSTRG
1989 | OROE PV2 120.00-P1 | 1786 | 0.43218 | 0 |  |  | 0.49 | 1 | FALSE |  | FALSE |  | TRUE | SOLARPHOTOVO | TRUE | SOLARPHOTOVO
1990 | SZOL PV 22.000-B | 1787 | 0 | 0 |  |  | 9.1 | 1 | FALSE |  | FALSE |  | TRUE | BATTERYSTRG | TRUE | BATTERYSTRG
1991 | SZOL PV 22.000-P1 | 1787 | 8.0262 | 0 |  |  | 9.1 | 1 | FALSE |  | FALSE |  | TRUE | SOLARPHOTOVO | TRUE | SOLARPHOTOVO
1992 | SZHL PV 120.00-P1 | 1788 | 132.2973 | 0 |  |  | 149.997 | 1 | FALSE |  | FALSE |  | TRUE | SOLARPHOTOVO | TRUE | SOLARPHOTOVO
1993 | SZHL PV2 120.00-P2 | 1789 | 88.1982 | 0 |  |  | 99.998 | 1 | FALSE |  | FALSE |  | TRUE | SOLARPHOTOVO | TRUE | SOLARPHOTOVO
1994 | MECS PV2 120.00-P2 | 1790 | 88.2 | 0 |  |  | 100 | 1 | FALSE |  | FALSE |  | TRUE | SOLARPHOTOVO | TRUE | SOLARPHOTOVO
1995 | DUVI 111 11.000-B | 1793 | 0 | 0 |  |  | 0.02 | 1 | FALSE |  | FALSE |  | TRUE | BATTERYSTRG | TRUE | BATTERYSTRG
1996 | DUVI 111 11.000-N | 1793 | 0.233 | 0 |  |  | 0.346 | 1 | FALSE |  | FALSE |  | TRUE | SOLARPHOTOVO | TRUE | SOLARPHOTOVO
1997 | DUVI 111 11.000-QP | 1793 | 0.223 | 0 |  |  | 0.332 | 1 | FALSE |  | FALSE |  | TRUE | SOLARPHOTOVO | TRUE | SOLARPHOTOVO
1998 | EGIP 221 22.000-B | 1795 | 0 | 0 |  |  | 0.378 | 1 | FALSE |  | FALSE |  | TRUE | BATTERYSTRG | TRUE | BATTERYSTRG
1999 | EGIP 221 22.000-N | 1795 | 3.572 | 0 |  |  | 5.312 | 1 | FALSE |  | FALSE |  | TRUE | SOLARPHOTOVO | TRUE | SOLARPHOTOVO
2000 | EGIP 221 22.000-P | 1795 | 3.323 | 0 |  |  | 3.768 | 1 | FALSE |  | FALSE |  | TRUE | SOLARPHOTOVO | TRUE | SOLARPHOTOVO
2002 | GARA 111 11.000-B | 1800 | 0 | 0 |  |  | 0.041 | 1 | FALSE |  | FALSE |  | TRUE | BATTERYSTRG | TRUE | BATTERYSTRG
2003 | GARA 111 11.000-N | 1800 | 0.49 | 0 |  |  | 0.729 | 1 | FALSE |  | FALSE |  | TRUE | SOLARPHOTOVO | TRUE | SOLARPHOTOVO
2004 | GARA 111 11.000-P | 1800 | 0.38 | 0 |  |  | 0.431 | 1 | FALSE |  | FALSE |  | TRUE | SOLARPHOTOVO | TRUE | SOLARPHOTOVO
2005 | GARA 111 11.000-QP | 1800 | 0.834 | 0 |  |  | 1.24 | 1 | FALSE |  | FALSE |  | TRUE | SOLARPHOTOVO | TRUE | SOLARPHOTOVO
2009 | JFSZ 221 22.000-QP | 1803 | 2.017 | 0 |  |  | 3 | 1 | FALSE |  | FALSE |  | TRUE | SOLARPHOTOVO | TRUE | SOLARPHOTOVO
2010 | TNEP 22P 22.000-P | 1807 | 43.859 | 0 |  |  | 49.725 | 1 | FALSE |  | FALSE |  | TRUE | SOLARPHOTOVO | TRUE | SOLARPHOTOVO
2018 | SZIK 221 22.000-QP | 1810 | 9.281 | 0 |  |  | 13.8 | 1 | FALSE |  | FALSE |  | TRUE | SOLARPHOTOVO | TRUE | SOLARPHOTOVO
2019 | ZALH 22P 22.000-P | 1813 | 43.991 | 0 |  |  | 49.875 | 1 | FALSE |  | FALSE |  | TRUE | SOLARPHOTOVO | TRUE | SOLARPHOTOVO
2020 | TET 22P1 22.000-P | 1814 | 30.84 | 0 |  |  | 34.965 | 1 | FALSE |  | FALSE |  | TRUE | SOLARPHOTOVO | TRUE | SOLARPHOTOVO
2021 | TET 22P2 22.000-P | 1815 | 43.881 | 0 |  |  | 49.75 | 1 | FALSE |  | FALSE |  | TRUE | SOLARPHOTOVO | TRUE | SOLARPHOTOVO
2022 | BGYA 22P 22.000-P | 1816 | 42.336 | 0 |  |  | 48 | 1 | FALSE |  | FALSE |  | TRUE | SOLARPHOTOVO | TRUE | SOLARPHOTOVO
2023 | EGES 221 22.000-P | 1818 | 0.229 | 0 |  |  | 0.259 | 1 | FALSE |  | FALSE |  | TRUE | SOLARPHOTOVO | TRUE | SOLARPHOTOVO
2024 | EGES 221 22.000-QP | 1818 | 1.051 | 0 |  |  | 1.564 | 1 | FALSE |  | FALSE |  | TRUE | SOLARPHOTOVO | TRUE | SOLARPHOTOVO
2025 | ILLA 111 11.000-B | 1819 | 0 | 0 |  |  | 0.027 | 1 | FALSE |  | FALSE |  | TRUE | BATTERYSTRG | TRUE | BATTERYSTRG
2026 | ILLA 111 11.000-N | 1819 | 0.316 | 0 |  |  | 0.47 | 1 | FALSE |  | FALSE |  | TRUE | SOLARPHOTOVO | TRUE | SOLARPHOTOVO
2027 | ILLA 111 11.000-QP | 1819 | 0.132 | 0 |  |  | 0.197 | 1 | FALSE |  | FALSE |  | TRUE | SOLARPHOTOVO | TRUE | SOLARPHOTOVO
2028 | KAFUM22C 22.000-B | 1822 | 0 | 0 |  |  | 0.442 | 1 | FALSE |  | FALSE |  | TRUE | BATTERYSTRG | TRUE | BATTERYSTRG
2029 | KAFUM22C 22.000-N | 1822 | 5.117 | 0 |  |  | 7.61 | 1 | FALSE |  | FALSE |  | TRUE | SOLARPHOTOVO | TRUE | SOLARPHOTOVO
2030 | KAFUM22C 22.000-P | 1822 | 7.521 | 0 |  |  | 8.527 | 1 | FALSE |  | FALSE |  | TRUE | SOLARPHOTOVO | TRUE | SOLARPHOTOVO
2031 | KAFUM22C 22.000-QP | 1822 | 1.127 | 0 |  |  | 1.676 | 1 | FALSE |  | FALSE |  | TRUE | SOLARPHOTOVO | TRUE | SOLARPHOTOVO
2032 | PAPA 223 22.000-B | 1823 | 0 | 0 |  |  | 0.228 | 1 | FALSE |  | FALSE |  | TRUE | BATTERYSTRG | TRUE | BATTERYSTRG
2033 | PAPA 223 22.000-N | 1823 | 2.712 | 0 |  |  | 4.033 | 1 | FALSE |  | FALSE |  | TRUE | SOLARPHOTOVO | TRUE | SOLARPHOTOVO
2034 | PAPA 223 22.000-QP | 1823 | 1.356 | 0 |  |  | 2.016 | 1 | FALSE |  | FALSE |  | TRUE | SOLARPHOTOVO | TRUE | SOLARPHOTOVO
2035 | PASZ 221 22.000-B | 1824 | 0 | 0 |  |  | 0.113 | 1 | FALSE |  | FALSE |  | TRUE | BATTERYSTRG | TRUE | BATTERYSTRG
2036 | PASZ 221 22.000-N | 1824 | 1.067 | 0 |  |  | 1.587 | 1 | FALSE |  | FALSE |  | TRUE | SOLARPHOTOVO | TRUE | SOLARPHOTOVO
2037 | PASZ 221 22.000-P | 1824 | 0.993 | 0 |  |  | 1.125 | 1 | FALSE |  | FALSE |  | TRUE | SOLARPHOTOVO | TRUE | SOLARPHOTOVO
2039 | TAB 221 22.000-B | 1825 | 0 | 0 |  |  | 0.452 | 1 | FALSE |  | FALSE |  | TRUE | BATTERYSTRG | TRUE | BATTERYSTRG
2040 | TAB 221 22.000-N | 1825 | 5.244 | 0 |  |  | 7.798 | 1 | FALSE |  | FALSE |  | TRUE | SOLARPHOTOVO | TRUE | SOLARPHOTOVO
2041 | TAB 221 22.000-P | 1825 | 5.188 | 0 |  |  | 5.882 | 1 | FALSE |  | FALSE |  | TRUE | SOLARPHOTOVO | TRUE | SOLARPHOTOVO
2042 | TAB 221 22.000-QP | 1825 | 1.421 | 0 |  |  | 2.113 | 1 | FALSE |  | FALSE |  | TRUE | SOLARPHOTOVO | TRUE | SOLARPHOTOVO
2043 | VESZ 112 11.000-B | 1827 | 0 | 0 |  |  | 0.325 | 1 | FALSE |  | FALSE |  | TRUE | BATTERYSTRG | TRUE | BATTERYSTRG
2044 | VESZ 112 11.000-BT | 1827 | 0 | 0 |  |  | 0.032 | 1 | FALSE |  | FALSE |  | TRUE | BATTERYSTRG | TRUE | BATTERYSTRG
2045 | VESZ 112 11.000-N | 1827 | 3.866 | 0 |  |  | 5.749 | 1 | FALSE |  | FALSE |  | TRUE | SOLARPHOTOVO | TRUE | SOLARPHOTOVO
2046 | VESZ 112 11.000-O | 1827 | 0.208 | 0 |  |  | 1.053 | 1 | FALSE |  | FALSE |  | TRUE | OTHERNONRES | TRUE | OTHERNONRES
2047 | VESZ 112 11.000-QP | 1827 | 1.62 | 0 |  |  | 2.409 | 1 | FALSE |  | FALSE |  | TRUE | SOLARPHOTOVO | TRUE | SOLARPHOTOVO
2048 | WEST 111 11.000-B | 1828 | 0 | 0 |  |  | 0.009 | 1 | FALSE |  | FALSE |  | TRUE | BATTERYSTRG | TRUE | BATTERYSTRG
2049 | WEST 111 11.000-N | 1828 | 0.106 | 0 |  |  | 0.158 | 1 | FALSE |  | FALSE |  | TRUE | SOLARPHOTOVO | TRUE | SOLARPHOTOVO
2050 | WEST 111 11.000-P | 1828 | 0.09 | 0 |  |  | 0.102 | 1 | FALSE |  | FALSE |  | TRUE | SOLARPHOTOVO | TRUE | SOLARPHOTOVO
2051 | WEST 111 11.000-QP | 1828 | 0.176 | 0 |  |  | 0.262 | 1 | FALSE |  | FALSE |  | TRUE | SOLARPHOTOVO | TRUE | SOLARPHOTOVO
2052 | BARA 22P 22.000-P | 1830 | 43.859 | 0 |  |  | 49.725 | 1 | FALSE |  | FALSE |  | TRUE | SOLARPHOTOVO | TRUE | SOLARPHOTOVO
2053 | BESE 22P 22.000-P | 1831 | 44.093 | 0 |  |  | 49.99 | 1 | FALSE |  | FALSE |  | TRUE | SOLARPHOTOVO | TRUE | SOLARPHOTOVO
2054 | BIAT 22P 22.000-P2 | 1832 | 43.924 | 0 |  |  | 49.8 | 1 | FALSE |  | FALSE |  | TRUE | SOLARPHOTOVO | TRUE | SOLARPHOTOVO
2055 | BNAD 22P 22.000-P | 1833 | 26.46 | 0 |  |  | 30 | 1 | FALSE |  | FALSE |  | TRUE | SOLARPHOTOVO | TRUE | SOLARPHOTOVO
2056 | DFOL 22P 22.000-P | 1834 | 43.859 | 0 |  |  | 49.725 | 1 | FALSE |  | FALSE |  | TRUE | SOLARPHOTOVO | TRUE | SOLARPHOTOVO
2057 | DORG 22P1 22.000-P | 1835 | 36.913 | 0 |  |  | 41.85 | 1 | FALSE |  | FALSE |  | TRUE | SOLARPHOTOVO | TRUE | SOLARPHOTOVO
2058 | DORG 22P2 22.000-P | 1836 | 43.859 | 0 |  |  | 49.725 | 1 | FALSE |  | FALSE |  | TRUE | SOLARPHOTOVO | TRUE | SOLARPHOTOVO
2059 | PAKSN22N 22.000-P | 1839 | 44.093 | 0 |  |  | 49.99 | 1 | FALSE |  | FALSE |  | TRUE | SOLARPHOTOVO | TRUE | SOLARPHOTOVO
2060 | PHEN 22P 22.000-P | 1841 | 44.093 | 0 |  |  | 49.99 | 1 | FALSE |  | FALSE |  | TRUE | SOLARPHOTOVO | TRUE | SOLARPHOTOVO
2061 | PUTN 22P 22.000-P | 1842 | 44.1 | 0 |  |  | 50 | 1 | FALSE |  | FALSE |  | TRUE | SOLARPHOTOVO | TRUE | SOLARPHOTOVO
2066 | SZAE 22P 22.000-P | 1845 | 20.287 | 0 |  |  | 23 | 1 | FALSE |  | FALSE |  | TRUE | SOLARPHOTOVO | TRUE | SOLARPHOTOVO
2067 | TAHI 112 11.000-B | 1846 | 0 | 0 |  |  | 0.083 | 1 | FALSE |  | FALSE |  | TRUE | BATTERYSTRG | TRUE | BATTERYSTRG
2068 | TAHI 112 11.000-N | 1846 | 0.983 | 0 |  |  | 1.462 | 1 | FALSE |  | FALSE |  | TRUE | SOLARPHOTOVO | TRUE | SOLARPHOTOVO
2069 | TAHI 112 11.000-QP | 1846 | 0.783 | 0 |  |  | 1.164 | 1 | FALSE |  | FALSE |  | TRUE | SOLARPHOTOVO | TRUE | SOLARPHOTOVO
2070 | TUJVN22P1 22.000-P | 1848 | 33.87 | 0 |  |  | 38.4 | 1 | FALSE |  | FALSE |  | TRUE | SOLARPHOTOVO | TRUE | SOLARPHOTOVO
2071 | TUJVN22P2 22.000-P | 1849 | 17.641 | 0 |  |  | 20 | 1 | FALSE |  | FALSE |  | TRUE | SOLARPHOTOVO | TRUE | SOLARPHOTOVO
2072 | VERS 221 22.000-B | 1850 | 0 | 0 |  |  | 0.551 | 1 | FALSE |  | FALSE |  | TRUE | BATTERYSTRG | TRUE | BATTERYSTRG
2073 | VERS 221 22.000-N | 1850 | 6.525 | 0 |  |  | 9.703 | 1 | FALSE |  | FALSE |  | TRUE | SOLARPHOTOVO | TRUE | SOLARPHOTOVO
2074 | VERS 221 22.000-QP | 1850 | 0.58 | 0 |  |  | 0.862 | 1 | FALSE |  | FALSE |  | TRUE | SOLARPHOTOVO | TRUE | SOLARPHOTOVO
2075 | MBOG 22P 22.000-P | 1852 | 52.92 | 0 |  |  | 60 | 1 | FALSE |  | FALSE |  | TRUE | SOLARPHOTOVO | TRUE | SOLARPHOTOVO
2076 | BALI 22P 22.000-P | 1853 | 33.076 | 0 |  |  | 37.5 | 1 | FALSE |  | FALSE |  | TRUE | SOLARPHOTOVO | TRUE | SOLARPHOTOVO
2077 | ISZK 22P 22.000-P | 1854 | 22.051 | 0 |  |  | 25 | 1 | FALSE |  | FALSE |  | TRUE | SOLARPHOTOVO | TRUE | SOLARPHOTOVO
2078 | GYME 221 22.000-B | 1855 | 0 | 0 |  |  | 0.256 | 1 | FALSE |  | FALSE |  | TRUE | BATTERYSTRG | TRUE | BATTERYSTRG
2079 | GYME 221 22.000-N | 1855 | 3.043 | 0 |  |  | 4.525 | 1 | FALSE |  | FALSE |  | TRUE | SOLARPHOTOVO | TRUE | SOLARPHOTOVO
2080 | GYME 221 22.000-QP | 1855 | 1.166 | 0 |  |  | 1.735 | 1 | FALSE |  | FALSE |  | TRUE | SOLARPHOTOVO | TRUE | SOLARPHOTOVO
2081 | NYUF 353 35.000-QP | 1856 | 4.035 | 0 |  |  | 6 | 1 | FALSE |  | FALSE |  | TRUE | SOLARPHOTOVO | TRUE | SOLARPHOTOVO
2082 | SAMS2 223 22.000-QP | 1857 | 0.377 | 0 |  |  | 0.56 | 1 | FALSE |  | FALSE |  | TRUE | SOLARPHOTOVO | TRUE | SOLARPHOTOVO
2083 | SAMS2 224 22.000-QP | 1858 | 0.377 | 0 |  |  | 0.56 | 1 | FALSE |  | FALSE |  | TRUE | SOLARPHOTOVO | TRUE | SOLARPHOTOVO
2084 | BODR 22P 22.000-P | 1861 | 44.056 | 0 |  |  | 49.95 | 1 | FALSE |  | FALSE |  | TRUE | SOLARPHOTOVO | TRUE | SOLARPHOTOVO
2089 | SZHAL 22P 22.000-P | 1873 | 44.012 | 0 |  |  | 49.9 | 1 | FALSE |  | FALSE |  | TRUE | SOLARPHOTOVO | TRUE | SOLARPHOTOVO
2090 | BALK 22P 22.000-P | 1880 | 44.013 | 0 |  |  | 49.9 | 1 | FALSE |  | FALSE |  | TRUE | SOLARPHOTOVO | TRUE | SOLARPHOTOVO
2092 | TPUS 22P1 22.000-P | 1886 | 41.12 | 0 |  |  | 46.62 | 1 | FALSE |  | FALSE |  | TRUE | SOLARPHOTOVO | TRUE | SOLARPHOTOVO
2093 | TPUS 22P2 22.000-P | 1887 | 17.641 | 0 |  |  | 20 | 1 | FALSE |  | FALSE |  | TRUE | SOLARPHOTOVO | TRUE | SOLARPHOTOVO
2094 | BSZN GY1 120.00-P4 | 1888 | 44.091 | -0.001 |  |  | 49.99 | 1 | FALSE |  | FALSE |  | TRUE | SOLARPHOTOVO | TRUE | SOLARPHOTOVO
2095 | BANH 22S1 22.000-BT | 1889 | 0 | 0 |  |  | 1.296 | 1 | FALSE |  | FALSE |  | TRUE | BATTERYSTRG | TRUE | BATTERYSTRG
2096 | BANH 22S1 22.000-P | 1889 | 6.16 | 0 |  |  | 6.984 | 1 | FALSE |  | FALSE |  | TRUE | SOLARPHOTOVO | TRUE | SOLARPHOTOVO
2097 | DUJV 22S 22.000-BT | 1890 | 0 | 0 |  |  | 0.5 | 1 | FALSE |  | FALSE |  | TRUE | BATTERYSTRG | TRUE | BATTERYSTRG
2098 | DUJV 22S 22.000-P | 1890 | 4.41 | 0 |  |  | 5 | 1 | FALSE |  | FALSE |  | TRUE | SOLARPHOTOVO | TRUE | SOLARPHOTOVO
2099 | KESZ 22S 22.000-BT | 1892 | 0 | 0 |  |  | 0.3 | 1 | FALSE |  | FALSE |  | TRUE | BATTERYSTRG | TRUE | BATTERYSTRG
2100 | KESZ 22S 22.000-P | 1892 | 0.439 | 0 |  |  | 0.498 | 1 | FALSE |  | FALSE |  | TRUE | SOLARPHOTOVO | TRUE | SOLARPHOTOVO
2101 | MARC 22S 22.000-BT | 1894 | 0 | 0 |  |  | 0.149 | 1 | FALSE |  | FALSE |  | TRUE | BATTERYSTRG | TRUE | BATTERYSTRG
2102 | MARC 22S 22.000-P | 1894 | 1.312 | 0 |  |  | 1.488 | 1 | FALSE |  | FALSE |  | TRUE | SOLARPHOTOVO | TRUE | SOLARPHOTOVO
2103 | MOR 22P 22.000-P | 1895 | 44.013 | 0 |  |  | 49.9 | 1 | FALSE |  | FALSE |  | TRUE | SOLARPHOTOVO | TRUE | SOLARPHOTOVO
2104 | SARB 22S 22.000-BT | 1896 | 0 | 0 |  |  | 0.29 | 1 | FALSE |  | FALSE |  | TRUE | BATTERYSTRG | TRUE | BATTERYSTRG
2105 | SARB 22S 22.000-P | 1896 | 1.764 | 0 |  |  | 2 | 1 | FALSE |  | FALSE |  | TRUE | SOLARPHOTOVO | TRUE | SOLARPHOTOVO
2106 | SUME 22PS 22.000-BT | 1897 | 0 | 0 |  |  | 6 | 1 | FALSE |  | FALSE |  | TRUE | BATTERYSTRG | TRUE | BATTERYSTRG
2107 | SUME 22PS 22.000-P | 1897 | 22.051 | 0 |  |  | 25 | 1 | FALSE |  | FALSE |  | TRUE | SOLARPHOTOVO | TRUE | SOLARPHOTOVO
2108 | TABG 22S 22.000-QB | 1898 | 0 | 0 |  |  | 0.019 | 1 | FALSE |  | FALSE |  | TRUE | BATTERYSTRG | TRUE | BATTERYSTRG
2109 | TABG 22S 22.000-QP | 1898 | 0 | 0 |  |  | 0.03 | 1 | FALSE |  | FALSE |  | TRUE | SOLARPHOTOVO | TRUE | SOLARPHOTOVO
2110 | PILV 221 22.000-B | 1900 | 0 | 0 |  |  | 0.733 | 1 | FALSE |  | FALSE |  | TRUE | BATTERYSTRG | TRUE | BATTERYSTRG
2111 | PILV 221 22.000-N | 1900 | 8.684 | 0 |  |  | 12.913 | 1 | FALSE |  | FALSE |  | TRUE | SOLARPHOTOVO | TRUE | SOLARPHOTOVO
2112 | PILV 221 22.000-P | 1900 | 0.011 | 0 |  |  | 0.013 | 1 | FALSE |  | FALSE |  | TRUE | SOLARPHOTOVO | TRUE | SOLARPHOTOVO
2113 | PILV 221 22.000-QP | 1900 | 0.291 | 0 |  |  | 0.433 | 1 | FALSE |  | FALSE |  | TRUE | SOLARPHOTOVO | TRUE | SOLARPHOTOVO
2115 | HBOSZ221S 22.000-P1 | 1903 | 2.646 | 0 |  |  | 3 | 1 | FALSE |  | FALSE |  | TRUE | SOLARPHOTOVO | TRUE | SOLARPHOTOVO
2117 | HSZOB221S 22.000-P1 | 1904 | 1.76 | 0 |  |  | 1.995 | 1 | FALSE |  | FALSE |  | TRUE | SOLARPHOTOVO | TRUE | SOLARPHOTOVO
2119 | KISVT221S 22.000-P1 | 1905 | 5.292 | 0 |  |  | 6 | 1 | FALSE |  | FALSE |  | TRUE | SOLARPHOTOVO | TRUE | SOLARPHOTOVO
2121 | MSZAL221S 22.000-P1 | 1906 | 1.757 | 0 |  |  | 1.992 | 1 | FALSE |  | FALSE |  | TRUE | SOLARPHOTOVO | TRUE | SOLARPHOTOVO
2123 | NYAD 221S 22.000-P1 | 1907 | 7.938 | 0 |  |  | 9 | 1 | FALSE |  | FALSE |  | TRUE | SOLARPHOTOVO | TRUE | SOLARPHOTOVO
2124 | NYIRN 22P 22.000-P | 1910 | 30.871 | 0 |  |  | 35 | 1 | FALSE |  | FALSE |  | TRUE | SOLARPHOTOVO | TRUE | SOLARPHOTOVO
2125 | SARF 22P1 22.000-P | 1915 | 42.338 | 0 |  |  | 48 | 1 | FALSE |  | FALSE |  | TRUE | SOLARPHOTOVO | TRUE | SOLARPHOTOVO
2126 | SARF 22P2 22.000-P | 1916 | 42.338 | 0 |  |  | 48 | 1 | FALSE |  | FALSE |  | TRUE | SOLARPHOTOVO | TRUE | SOLARPHOTOVO
2127 | BUZS 223 22.000-P | 1918 | 17.782 | 0 |  |  | 20.16 | 1 | FALSE |  | FALSE |  | TRUE | SOLARPHOTOVO | TRUE | SOLARPHOTOVO
2128 | PATY 221 22.000-B | 1924 | 0 | 0 |  |  | 0.632 | 1 | FALSE |  | FALSE |  | TRUE | BATTERYSTRG | TRUE | BATTERYSTRG
2129 | PATY 221 22.000-N | 1924 | 7.484 | 0 |  |  | 11.128 | 1 | FALSE |  | FALSE |  | TRUE | SOLARPHOTOVO | TRUE | SOLARPHOTOVO
2130 | PATY 221 22.000-P | 1924 | 0.252 | 0 |  |  | 0.286 | 1 | FALSE |  | FALSE |  | TRUE | SOLARPHOTOVO | TRUE | SOLARPHOTOVO
2131 | PATY 221 22.000-QP | 1924 | 0.832 | 0 |  |  | 1.237 | 1 | FALSE |  | FALSE |  | TRUE | SOLARPHOTOVO | TRUE | SOLARPHOTOVO
2132 | KONP 221 22.000-P | 1930 | 17.623 | 0 |  |  | 19.98 | 1 | FALSE |  | FALSE |  | TRUE | SOLARPHOTOVO | TRUE | SOLARPHOTOVO
2133 | SOJTP222 22.000-P | 1932 | 26.593 | 0 |  |  | 30.15 | 1 | FALSE |  | FALSE |  | TRUE | SOLARPHOTOVO | TRUE | SOLARPHOTOVO
2134 | CSEG 223 22.000-B | 1939 | 0 | 0 |  |  | 0.103 | 1 | FALSE |  | FALSE |  | TRUE | BATTERYSTRG | TRUE | BATTERYSTRG
2135 | CSEG 223 22.000-N | 1939 | 1.228 | 0 |  |  | 1.826 | 1 | FALSE |  | FALSE |  | TRUE | SOLARPHOTOVO | TRUE | SOLARPHOTOVO
2136 | CSEG 223 22.000-P | 1939 | 5.266 | 0 |  |  | 5.97 | 1 | FALSE |  | FALSE |  | TRUE | SOLARPHOTOVO | TRUE | SOLARPHOTOVO
2137 | CSEG 223 22.000-QP | 1939 | 0.667 | 0 |  |  | 0.992 | 1 | FALSE |  | FALSE |  | TRUE | SOLARPHOTOVO | TRUE | SOLARPHOTOVO
2138 | ANEP 22P2 22.000-P | 1940 | 17.57 | 0 |  |  | 19.92 | 1 | FALSE |  | FALSE |  | TRUE | SOLARPHOTOVO | TRUE | SOLARPHOTOVO
2140 | MTURPPV22S 22.000-P1 | 1941 | 43.925 | 0 |  |  | 49.8 | 1 | FALSE |  | FALSE |  | TRUE | SOLARPHOTOVO | TRUE | SOLARPHOTOVO
2142 | NYIRI22PS 22.000-P | 1943 | 44.013 | 0 |  |  | 49.9 | 1 | FALSE |  | FALSE |  | TRUE | SOLARPHOTOVO | TRUE | SOLARPHOTOVO
2143 | BALO PVS1 120.00-P1 | 1944 | 44.0912 | -11.97 |  |  | 49.99 | 1 | FALSE |  | FALSE |  | TRUE | SOLARPHOTOVO | TRUE | SOLARPHOTOVO
2144 | BALO PVS2 120.00-P2 | 1945 | 44.0912 | -11.97 |  |  | 49.99 | 1 | FALSE |  | FALSE |  | TRUE | SOLARPHOTOVO | TRUE | SOLARPHOTOVO
2145 | SZOL PV2 22.000-P2 | 1946 | 8.82 | -0.001 |  |  | 11.56 | 1 | FALSE |  | FALSE |  | TRUE | SOLARPHOTOVO | TRUE | SOLARPHOTOVO
2146 | SZOL PV3 22.000-P3 | 1947 | 13.23 | -0.001 |  |  | 11.56 | 1 | FALSE |  | FALSE |  | TRUE | SOLARPHOTOVO | TRUE | SOLARPHOTOVO
2148 | IBRAN221S 22.000-P | 1948 | 8.803 | 0 |  |  | 9.98 | 1 | FALSE |  | FALSE |  | TRUE | SOLARPHOTOVO | TRUE | SOLARPHOTOVO
2149 | PAKO 221 22.000-B | 1949 | 0 | 0 |  |  | 0.486 | 1 | FALSE |  | FALSE |  | TRUE | BATTERYSTRG | TRUE | BATTERYSTRG
2150 | PAKO 221 22.000-N | 1949 | 5.753 | 0 |  |  | 8.554 | 1 | FALSE |  | FALSE |  | TRUE | SOLARPHOTOVO | TRUE | SOLARPHOTOVO
2151 | PAKO 221 22.000-P | 1949 | 2.201 | 0 |  |  | 2.495 | 1 | FALSE |  | FALSE |  | TRUE | SOLARPHOTOVO | TRUE | SOLARPHOTOVO
2152 | PAKO 221 22.000-QP | 1949 | 1.501 | 0 |  |  | 2.231 | 1 | FALSE |  | FALSE |  | TRUE | SOLARPHOTOVO | TRUE | SOLARPHOTOVO
2154 | SZGH 221S 22.000-P | 1950 | 2.964 | 0 |  |  | 3.36 | 1 | FALSE |  | FALSE |  | TRUE | SOLARPHOTOVO | TRUE | SOLARPHOTOVO
2155 | VARK 22P 22.000-P | 1951 | 44.093 | 0 |  |  | 49.99 | 1 | FALSE |  | FALSE |  | TRUE | SOLARPHOTOVO | TRUE | SOLARPHOTOVO
2156 | MDEL 11 11.000-G1 | 1952 | 0 | 0 |  |  | 30 | 1 | FALSE |  | FALSE |  | TRUE | OTHERNONRES | TRUE | OTHERNONRES
2157 | RECS 22S 22.000-B1 | 1953 | 0 | 0 |  |  | 0.4 | 1 | FALSE |  | FALSE |  | TRUE | BATTERYSTRG | TRUE | BATTERYSTRG
2158 | RECS 22S 22.000-P1 | 1953 | 0 | 0 |  |  | 1 | 1 | FALSE |  | FALSE |  | TRUE | SOLARPHOTOVO | TRUE | SOLARPHOTOVO
2159 | SZEC 22S 22.000-B1 | 1954 | 0 | 0 |  |  | 0.1 | 1 | FALSE |  | FALSE |  | TRUE | BATTERYSTRG | TRUE | BATTERYSTRG
2160 | SZEC 22S 22.000-P1 | 1954 | 0 | 0 |  |  | 1 | 1 | FALSE |  | FALSE |  | TRUE | SOLARPHOTOVO | TRUE | SOLARPHOTOVO
2161 | SZER 22S1 22.000-B2 | 1955 | 0 | 0 |  |  | 0.72 | 1 | FALSE |  | FALSE |  | TRUE | BATTERYSTRG | TRUE | BATTERYSTRG
2162 | SZER 22S1 22.000-P2 | 1955 | 0 | 0 |  |  | 4.8 | 1 | FALSE |  | FALSE |  | TRUE | SOLARPHOTOVO | TRUE | SOLARPHOTOVO
2163 | SZER 22S2 22.000-B3 | 1956 | 0 | 0 |  |  | 0.2 | 1 | FALSE |  | FALSE |  | TRUE | BATTERYSTRG | TRUE | BATTERYSTRG
2164 | SZER 22S2 22.000-P3 | 1956 | 0 | 0 |  |  | 0.5 | 1 | FALSE |  | FALSE |  | TRUE | SOLARPHOTOVO | TRUE | SOLARPHOTOVO
2165 | AJED 22S1 22.000-BT | 1958 | 0 | 0 |  |  | 0.906 | 1 | FALSE |  | FALSE |  | TRUE | BATTERYSTRG | TRUE | BATTERYSTRG
2166 | AJED 22S1 22.000-P | 1958 | 6.889 | 0 |  |  | 7.81 | 1 | FALSE |  | FALSE |  | TRUE | SOLARPHOTOVO | TRUE | SOLARPHOTOVO
2167 | BABA 22S1 22.000-BT | 1959 | 0 | 0 |  |  | 4.869 | 1 | FALSE |  | FALSE |  | TRUE | BATTERYSTRG | TRUE | BATTERYSTRG
2168 | BABA 22S1 22.000-W | 1959 | 11.612 | 4.5 |  |  | 15 | 0.85 | FALSE |  | FALSE |  | TRUE | WINDONSHORE | TRUE | WINDONSHORE
2169 | BOGL 22S1 22.000-QB | 1960 | 0 | 0 |  |  | 0.013 | 1 | FALSE |  | FALSE |  | TRUE | BATTERYSTRG | TRUE | BATTERYSTRG
2170 | BOGL 22S1 22.000-QP | 1960 | 0 | 0 |  |  | 0.62 | 1 | FALSE |  | FALSE |  | TRUE | SOLARPHOTOVO | TRUE | SOLARPHOTOVO
2171 | BONY 22S1 22.000-BT | 1961 | 0 | 0 |  |  | 5.01 | 1 | FALSE |  | FALSE |  | TRUE | BATTERYSTRG | TRUE | BATTERYSTRG
2172 | BONY 22S1 22.000-P | 1961 | 13.23 | 0 |  |  | 15 | 1 | FALSE |  | FALSE |  | TRUE | SOLARPHOTOVO | TRUE | SOLARPHOTOVO
2173 | BONY 22S2 22.000-BT | 1962 | 0 | 0 |  |  | 0.421 | 1 | FALSE |  | FALSE |  | TRUE | BATTERYSTRG | TRUE | BATTERYSTRG
2174 | BONY 22S2 22.000-R | 1962 | 0.522 | 0 |  |  | 1.25 | 1 | FALSE |  | FALSE |  | TRUE | OTHERRES | TRUE | OTHERRES
2175 | GYME 22S1 22.000-QB | 1963 | 0 | 0 |  |  | 0.195 | 1 | FALSE |  | FALSE |  | TRUE | BATTERYSTRG | TRUE | BATTERYSTRG
2176 | GYME 22S1 22.000-QP | 1963 | 0 | 0 |  |  | 3 | 1 | FALSE |  | FALSE |  | TRUE | SOLARPHOTOVO | TRUE | SOLARPHOTOVO
2177 | GYRD 22S1 22.000-BT | 1964 | 0 | 0 |  |  | 1.5 | 1 | FALSE |  | FALSE |  | TRUE | BATTERYSTRG | TRUE | BATTERYSTRG
2178 | GYRD 22S1 22.000-P | 1964 | 8.82 | 0 |  |  | 10 | 1 | FALSE |  | FALSE |  | TRUE | SOLARPHOTOVO | TRUE | SOLARPHOTOVO
2179 | GYRE 22S1 22.000-BT | 1965 | 0 | 0 |  |  | 3.246 | 1 | FALSE |  | FALSE |  | TRUE | BATTERYSTRG | TRUE | BATTERYSTRG
2180 | IKER 22S1 22.000-G | 1966 | 0.587 | 0 |  |  | 4.975 | 1 | FALSE |  | FALSE |  | TRUE | LIGHTOIL | TRUE | LIGHTOIL
2181 | IKER 22S1 22.000-P | 1966 | 4.388 | 0 |  |  | 4.975 | 1 | FALSE |  | FALSE |  | TRUE | SOLARPHOTOVO | TRUE | SOLARPHOTOVO
2182 | INAL 6S1 6.0000-QB | 1967 | 0 | 0 |  |  | 3.571 | 1 | FALSE |  | FALSE |  | TRUE | BATTERYSTRG | TRUE | BATTERYSTRG
2183 | INAL 6S1 6.0000-QP | 1967 | 0 | 0 |  |  | 9 | 1 | FALSE |  | FALSE |  | TRUE | SOLARPHOTOVO | TRUE | SOLARPHOTOVO
2184 | KAPU 22S1 22.000-QB | 1968 | 0 | 0 |  |  | 0.211 | 1 | FALSE |  | FALSE |  | TRUE | BATTERYSTRG | TRUE | BATTERYSTRG
2185 | KAPU 22S1 22.000-QP | 1968 | 0 | 0 |  |  | 1.5 | 1 | FALSE |  | FALSE |  | TRUE | SOLARPHOTOVO | TRUE | SOLARPHOTOVO
2186 | KAPU 22S2 22.000-G | 1969 | 0.59 | 0 |  |  | 4.998 | 1 | FALSE |  | FALSE |  | TRUE | LIGHTOIL | TRUE | LIGHTOIL
2187 | KAPU 22S2 22.000-P | 1969 | 4.408 | 0 |  |  | 4.998 | 1 | FALSE |  | FALSE |  | TRUE | SOLARPHOTOVO | TRUE | SOLARPHOTOVO
2188 | KAPV 22S1 22.000-QB | 1970 | 0 | 0 |  |  | 0.007 | 1 | FALSE |  | FALSE |  | TRUE | BATTERYSTRG | TRUE | BATTERYSTRG
2189 | KAPV 22S1 22.000-QP | 1970 | 0 | 0 |  |  | 0.12 | 1 | FALSE |  | FALSE |  | TRUE | SOLARPHOTOVO | TRUE | SOLARPHOTOVO
2190 | KAPV 22S2 22.000-QB | 1971 | 0 | 0 |  |  | 0.005 | 1 | FALSE |  | FALSE |  | TRUE | BATTERYSTRG | TRUE | BATTERYSTRG
2191 | KAPV 22S2 22.000-QP | 1971 | 0 | 0 |  |  | 0.12 | 1 | FALSE |  | FALSE |  | TRUE | SOLARPHOTOVO | TRUE | SOLARPHOTOVO
2192 | KERT 22S1 22.000-QB | 1972 | 0 | 0 |  |  | 0.1 | 1 | FALSE |  | FALSE |  | TRUE | BATTERYSTRG | TRUE | BATTERYSTRG
2193 | KERT 22S1 22.000-QO | 1972 | 0 | 0 |  |  | 1.296 | 1 | FALSE |  | FALSE |  | TRUE | OTHERNONRES | TRUE | OTHERNONRES
2194 | KERT 22S1 22.000-QP | 1972 | 0 | 0 |  |  | 0.875 | 1 | FALSE |  | FALSE |  | TRUE | SOLARPHOTOVO | TRUE | SOLARPHOTOVO
2195 | KIGM 22S1 22.000-BT | 1973 | 0 | 0 |  |  | 1.363 | 1 | FALSE |  | FALSE |  | TRUE | BATTERYSTRG | TRUE | BATTERYSTRG
2196 | KIGM 22S1 22.000-P | 1973 | 3.704 | 0 |  |  | 4.2 | 1 | FALSE |  | FALSE |  | TRUE | SOLARPHOTOVO | TRUE | SOLARPHOTOVO
2197 | KIGM 22S2 22.000-G | 1974 | 0.706 | 0 |  |  | 5.998 | 1 | FALSE |  | FALSE |  | TRUE | LIGHTOIL | TRUE | LIGHTOIL
2198 | KIGM 22S2 22.000-P | 1974 | 5.282 | 0 |  |  | 5.998 | 1 | FALSE |  | FALSE |  | TRUE | SOLARPHOTOVO | TRUE | SOLARPHOTOVO
2199 | KOMA 22S1 22.000-G | 1975 | 0.589 | 0 |  |  | 4.992 | 1 | FALSE |  | FALSE |  | TRUE | LIGHTOIL | TRUE | LIGHTOIL
2200 | KOMA 22S1 22.000-P | 1975 | 4.403 | 0 |  |  | 4.992 | 1 | FALSE |  | FALSE |  | TRUE | SOLARPHOTOVO | TRUE | SOLARPHOTOVO
2201 | LEST 22S1 22.000-P | 1976 | 44.013 | 0 |  |  | 49.9 | 1 | FALSE |  | FALSE |  | TRUE | SOLARPHOTOVO | TRUE | SOLARPHOTOVO
2202 | LITR 22S1 22.000-BT | 1977 | 0 | 0 |  |  | 2.1 | 1 | FALSE |  | FALSE |  | TRUE | BATTERYSTRG | TRUE | BATTERYSTRG
2203 | LITR 22S1 22.000-P | 1977 | 12.348 | 0 |  |  | 14 | 1 | FALSE |  | FALSE |  | TRUE | SOLARPHOTOVO | TRUE | SOLARPHOTOVO
2204 | MLSZ 22S1 22.000-BT | 1978 | 0 | 0 |  |  | 1.298 | 1 | FALSE |  | FALSE |  | TRUE | BATTERYSTRG | TRUE | BATTERYSTRG
2205 | MLSZ 22S1 22.000-P | 1978 | 5.421 | 0 |  |  | 25 | 1 | FALSE |  | FALSE |  | TRUE | SOLARPHOTOVO | TRUE | SOLARPHOTOVO
2206 | MLSZ 22S1 22.000-W | 1978 | 18.579 | 7.2 |  |  | 24 | 0.85 | FALSE |  | FALSE |  | TRUE | WINDONSHORE | TRUE | WINDONSHORE
2207 | MOHA 22S1 22.000-QB | 1979 | 0 | 0 |  |  | 0.033 | 1 | FALSE |  | FALSE |  | TRUE | BATTERYSTRG | TRUE | BATTERYSTRG
2208 | MOHA 22S1 22.000-QP | 1979 | 0 | 0 |  |  | 0.196 | 1 | FALSE |  | FALSE |  | TRUE | SOLARPHOTOVO | TRUE | SOLARPHOTOVO
2209 | MOHA 22S2 22.000-QB | 1980 | 0 | 0 |  |  | 0.033 | 1 | FALSE |  | FALSE |  | TRUE | BATTERYSTRG | TRUE | BATTERYSTRG
2210 | MOHA 22S2 22.000-QP | 1980 | 0 | 0 |  |  | 0.3 | 1 | FALSE |  | FALSE |  | TRUE | SOLARPHOTOVO | TRUE | SOLARPHOTOVO
2211 | ORIP 22S1 22.000-G | 1981 | 0.581 | 0 |  |  | 4.925 | 1 | FALSE |  | FALSE |  | TRUE | LIGHTOIL | TRUE | LIGHTOIL
2212 | ORIP 22S1 22.000-P | 1981 | 4.344 | 0 |  |  | 4.925 | 1 | FALSE |  | FALSE |  | TRUE | SOLARPHOTOVO | TRUE | SOLARPHOTOVO
2213 | ORIP 22S2 22.000-BT | 1982 | 0 | 0 |  |  | 4.852 | 1 | FALSE |  | FALSE |  | TRUE | BATTERYSTRG | TRUE | BATTERYSTRG
2214 | ORIP 22S2 22.000-P | 1982 | 13.183 | 0 |  |  | 14.946 | 1 | FALSE |  | FALSE |  | TRUE | SOLARPHOTOVO | TRUE | SOLARPHOTOVO
2215 | ORIP 35S1 35.000-G | 1983 | 0.587 | 0 |  |  | 4.975 | 1 | FALSE |  | FALSE |  | TRUE | LIGHTOIL | TRUE | LIGHTOIL
2216 | ORIP 35S1 35.000-P | 1983 | 4.388 | 0 |  |  | 4.975 | 1 | FALSE |  | FALSE |  | TRUE | SOLARPHOTOVO | TRUE | SOLARPHOTOVO
2217 | PAKSD22S1 22.000-BT | 1984 | 0 | 0 |  |  | 5.01 | 1 | FALSE |  | FALSE |  | TRUE | BATTERYSTRG | TRUE | BATTERYSTRG
2218 | PAKSD22S1 22.000-P | 1984 | 13.23 | 0 |  |  | 15 | 1 | FALSE |  | FALSE |  | TRUE | SOLARPHOTOVO | TRUE | SOLARPHOTOVO
2219 | SKSZ 22S1 22.000-BT | 1985 | 0 | 0 |  |  | 3.246 | 1 | FALSE |  | FALSE |  | TRUE | BATTERYSTRG | TRUE | BATTERYSTRG
2220 | SKSZ 22S1 22.000-W | 1985 | 17.805 | 6.9 |  |  | 23 | 0.85 | FALSE |  | FALSE |  | TRUE | WINDONSHORE | TRUE | WINDONSHORE
2221 | SZEH 22S1 22.000-BT | 1986 | 0 | 0 |  |  | 0.334 | 1 | FALSE |  | FALSE |  | TRUE | BATTERYSTRG | TRUE | BATTERYSTRG
2222 | SZEH 22S1 22.000-P | 1986 | 0.881 | 0 |  |  | 0.999 | 1 | FALSE |  | FALSE |  | TRUE | SOLARPHOTOVO | TRUE | SOLARPHOTOVO
2223 | SZEK 22S 22.000-BT | 1987 | 0 | 0 |  |  | 6.677 | 1 | FALSE |  | FALSE |  | TRUE | BATTERYSTRG | TRUE | BATTERYSTRG
2224 | SZEK 22S 22.000-P | 1987 | 17.632 | 0 |  |  | 19.99 | 1 | FALSE |  | FALSE |  | TRUE | SOLARPHOTOVO | TRUE | SOLARPHOTOVO
2225 | SZOM 22S1 22.000-G | 1988 | 0.117 | 0 |  |  | 0.99 | 1 | FALSE |  | FALSE |  | TRUE | LIGHTOIL | TRUE | LIGHTOIL
2226 | SZOM 22S1 22.000-P | 1988 | 0.873 | 0 |  |  | 0.99 | 1 | FALSE |  | FALSE |  | TRUE | SOLARPHOTOVO | TRUE | SOLARPHOTOVO
2227 | SZOM 22S2 22.000-BT | 1989 | 0 | 0 |  |  | 4.402 | 1 | FALSE |  | FALSE |  | TRUE | BATTERYSTRG | TRUE | BATTERYSTRG
2228 | SZOM 22S2 22.000-P | 1989 | 11.96 | 0 |  |  | 13.56 | 1 | FALSE |  | FALSE |  | TRUE | SOLARPHOTOVO | TRUE | SOLARPHOTOVO
2229 | SZOM 22S3 22.000-QB | 1990 | 0 | 0 |  |  | 0.162 | 1 | FALSE |  | FALSE |  | TRUE | BATTERYSTRG | TRUE | BATTERYSTRG
2230 | SZOM 22S3 22.000-QP | 1990 | 0 | 0 |  |  | 0.439 | 1 | FALSE |  | FALSE |  | TRUE | SOLARPHOTOVO | TRUE | SOLARPHOTOVO
2231 | SZOM 22S4 22.000-BT | 1991 | 0 | 0 |  |  | 0.486 | 1 | FALSE |  | FALSE |  | TRUE | BATTERYSTRG | TRUE | BATTERYSTRG
2232 | SZOM 22S4 22.000-P | 1991 | 1.32 | 0 |  |  | 1.497 | 1 | FALSE |  | FALSE |  | TRUE | SOLARPHOTOVO | TRUE | SOLARPHOTOVO
2233 | TAPO 22S1 22.000-BT | 1992 | 0 | 0 |  |  | 1.95 | 1 | FALSE |  | FALSE |  | TRUE | BATTERYSTRG | TRUE | BATTERYSTRG
2234 | TAPO 22S1 22.000-P | 1992 | 11.466 | 0 |  |  | 13 | 1 | FALSE |  | FALSE |  | TRUE | SOLARPHOTOVO | TRUE | SOLARPHOTOVO
2235 | TAPO 22S2 22.000-BT | 1993 | 0 | 0 |  |  | 0.304 | 1 | FALSE |  | FALSE |  | TRUE | BATTERYSTRG | TRUE | BATTERYSTRG
2236 | TAPO 22S2 22.000-P | 1993 | 0.826 | 0 |  |  | 0.936 | 1 | FALSE |  | FALSE |  | TRUE | SOLARPHOTOVO | TRUE | SOLARPHOTOVO
2237 | UJPE 11PS 11.000-R1 | 1994 | 1.271 | 0.381 |  |  | 3.042 | 1 | FALSE |  | FALSE |  | TRUE | OTHERRES | TRUE | OTHERRES
2238 | UJPE 11PS 11.000-R2 | 1994 | 0.46 | 0.138 |  |  | 1.1 | 1 | FALSE |  | FALSE |  | TRUE | OTHERRES | TRUE | OTHERRES
2239 | ZIRC 22S1 22.000-BT | 1995 | 0 | 0 |  |  | 1.6 | 1 | FALSE |  | FALSE |  | TRUE | BATTERYSTRG | TRUE | BATTERYSTRG
2240 | ZIRC 22S1 22.000-P | 1995 | 3.528 | 0 |  |  | 4 | 1 | FALSE |  | FALSE |  | TRUE | SOLARPHOTOVO | TRUE | SOLARPHOTOVO
2241 | BOENY332 33.000-B | 2000 | 0 | 0 |  |  | 9 | 1 | FALSE |  | FALSE |  | TRUE | BATTERYSTRG | TRUE | BATTERYSTRG
2242 | BOENY332 33.000-G | 2000 | 1.1987 | 0 |  |  | 6.06 | 1 | FALSE |  | FALSE |  | TRUE | OTHERNONRES | TRUE | OTHERNONRES
2243 | BOENY332 33.000-W1 | 2000 | 18.5784 | 0 |  |  | 24 | 0.85 | FALSE |  | FALSE |  | TRUE | WINDONSHORE | TRUE | WINDONSHORE
2244 | CSPG G2B 15.750-B1 | 2002 | 0 | 0 |  |  | 10 | 1 | FALSE |  | FALSE |  | TRUE | BATTERYSTRG | TRUE | BATTERYSTRG
2245 | CSPG G2B 15.750-O1 | 2002 | 1.0834 | 0 |  |  | 5.477 | 1 | FALSE |  | FALSE |  | TRUE | OTHERNONRES | TRUE | OTHERNONRES
2246 | CSPG G2B 15.750-O2 | 2002 | 1.0357 | 0 |  |  | 5.236 | 1 | FALSE |  | FALSE |  | TRUE | OTHERNONRES | TRUE | OTHERNONRES
2247 | PAKSPGY2 20.000-B1 | 2004 | 0 | 0 |  |  | 10 | 1 | FALSE |  | FALSE |  | TRUE | BATTERYSTRG | TRUE | BATTERYSTRG
2248 | PAKSPGY2 20.000-P1 | 2004 | 15.1704 | 0 |  |  | 17.2 | 1 | FALSE |  | FALSE |  | TRUE | SOLARPHOTOVO | TRUE | SOLARPHOTOVO
2249 | DUME FLS 15.750-FL | 2006 | 0 | 0 |  |  | 3.84 | 1 | FALSE |  | FALSE |  | TRUE | BATTERYSTRG | TRUE | BATTERYSTRG
2250 | AJED 22S2 22.000-B | 2007 | 0 | 0 |  |  | 1.2 | 1 | FALSE |  | FALSE |  | TRUE | BATTERYSTRG | TRUE | BATTERYSTRG
2251 | AJED 22S2 22.000-P | 2007 | 7.056 | 0 |  |  | 8 | 1 | FALSE |  | FALSE |  | TRUE | SOLARPHOTOVO | TRUE | SOLARPHOTOVO
2252 | ANEP 22S 22.000-BT | 2008 | 0 | 0 |  |  | 3.246 | 1 | FALSE |  | FALSE |  | TRUE | BATTERYSTRG | TRUE | BATTERYSTRG
2253 | ANEP 22S 22.000-P | 2008 | 17.597 | 0 |  |  | 19.95 | 1 | FALSE |  | FALSE |  | TRUE | SOLARPHOTOVO | TRUE | SOLARPHOTOVO
2254 | ASZF 22S 22.000-BT | 2009 | 0 | 0 |  |  | 0.162 | 1 | FALSE |  | FALSE |  | TRUE | BATTERYSTRG | TRUE | BATTERYSTRG
2255 | ASZF 22S 22.000-P | 2009 | 0.441 | 0 |  |  | 0.5 | 1 | FALSE |  | FALSE |  | TRUE | SOLARPHOTOVO | TRUE | SOLARPHOTOVO
2256 | BARA 22S 22.000-BT | 2014 | 0 | 0 |  |  | 1.617 | 1 | FALSE |  | FALSE |  | TRUE | BATTERYSTRG | TRUE | BATTERYSTRG
2257 | BARA 22S 22.000-P | 2014 | 4.392 | 0 |  |  | 4.98 | 1 | FALSE |  | FALSE |  | TRUE | SOLARPHOTOVO | TRUE | SOLARPHOTOVO
2258 | BEKM 11PS 11.000-BT | 2015 | 0 | 0 |  |  | 0.977 | 1 | FALSE |  | FALSE |  | TRUE | BATTERYSTRG | TRUE | BATTERYSTRG
2259 | BEKM 11PS 11.000-P | 2015 | 0.122 | 0 |  |  | 0.138 | 1 | FALSE |  | FALSE |  | TRUE | SOLARPHOTOVO | TRUE | SOLARPHOTOVO
2260 | BIAT 22PS 22.000-QB | 2016 | 0 | 0 |  |  | 0.195 | 1 | FALSE |  | FALSE |  | TRUE | BATTERYSTRG | TRUE | BATTERYSTRG
2261 | BIAT 22PS 22.000-QP | 2016 | 0.131 | 0 |  |  | 0.195 | 1 | FALSE |  | FALSE |  | TRUE | SOLARPHOTOVO | TRUE | SOLARPHOTOVO
2262 | CELD 22S 22.000-BT | 2017 | 0 | 0 |  |  | 0.162 | 1 | FALSE |  | FALSE |  | TRUE | BATTERYSTRG | TRUE | BATTERYSTRG
2263 | CELD 22S 22.000-R | 2017 | 0.261 | 0 |  |  | 0.75 | 1 | FALSE |  | FALSE |  | TRUE | OTHERRES | TRUE | OTHERRES
2264 | CSUR 22S 22.000-BT | 2018 | 0 | 0 |  |  | 0.167 | 1 | FALSE |  | FALSE |  | TRUE | BATTERYSTRG | TRUE | BATTERYSTRG
2265 | CSUR 22S 22.000-P | 2018 | 0.44 | 0 |  |  | 0.499 | 1 | FALSE |  | FALSE |  | TRUE | SOLARPHOTOVO | TRUE | SOLARPHOTOVO
2266 | DOMB 22S 22.000-BT | 2023 | 0 | 0 |  |  | 1.336 | 1 | FALSE |  | FALSE |  | TRUE | BATTERYSTRG | TRUE | BATTERYSTRG
2267 | DOMB 22S 22.000-P | 2023 | 4.366 | 0 |  |  | 4.95 | 1 | FALSE |  | FALSE |  | TRUE | SOLARPHOTOVO | TRUE | SOLARPHOTOVO
2268 | FEBA 22PS 22.000-BT | 2024 | 0 | 0 |  |  | 3.301 | 1 | FALSE |  | FALSE |  | TRUE | BATTERYSTRG | TRUE | BATTERYSTRG
2269 | FEBA 22PS 22.000-P | 2024 | 2.911 | 0 |  |  | 3.301 | 1 | FALSE |  | FALSE |  | TRUE | SOLARPHOTOVO | TRUE | SOLARPHOTOVO
2270 | FOT 22PS 22.000-BT | 2025 | 0 | 0 |  |  | 0.557 | 1 | FALSE |  | FALSE |  | TRUE | BATTERYSTRG | TRUE | BATTERYSTRG
2271 | FOT 22PS 22.000-P | 2025 | 0.491 | 0 |  |  | 0.557 | 1 | FALSE |  | FALSE |  | TRUE | SOLARPHOTOVO | TRUE | SOLARPHOTOVO
2272 | GODO 22PS 22.000-BT | 2026 | 0 | 0 |  |  | 0.586 | 1 | FALSE |  | FALSE |  | TRUE | BATTERYSTRG | TRUE | BATTERYSTRG
2273 | GODO 22PS 22.000-P | 2026 | 0.516 | 0 |  |  | 0.586 | 1 | FALSE |  | FALSE |  | TRUE | SOLARPHOTOVO | TRUE | SOLARPHOTOVO
2274 | GODU 22S1 22.000-P1 | 2027 | 44.099 | 0 |  |  | 49.999 | 1 | FALSE |  | FALSE |  | TRUE | SOLARPHOTOVO | TRUE | SOLARPHOTOVO
2275 | GODU 22S2 22.000-BT | 2028 | 0 | 0 |  |  | 8 | 1 | FALSE |  | FALSE |  | TRUE | BATTERYSTRG | TRUE | BATTERYSTRG
2276 | GODU 22S2 22.000-P2 | 2028 | 35.28 | 0 |  |  | 40 | 1 | FALSE |  | FALSE |  | TRUE | SOLARPHOTOVO | TRUE | SOLARPHOTOVO
2277 | GYRD 22S2 22.000-QB | 2029 | 0 | 0 |  |  | 0.039 | 1 | FALSE |  | FALSE |  | TRUE | BATTERYSTRG | TRUE | BATTERYSTRG
2278 | GYRD 22S2 22.000-QP | 2029 | 0 | 0 |  |  | 0.249 | 1 | FALSE |  | FALSE |  | TRUE | SOLARPHOTOVO | TRUE | SOLARPHOTOVO
2279 | KAPM 11PS 11.000-BT | 2033 | 0 | 0 |  |  | 0.651 | 1 | FALSE |  | FALSE |  | TRUE | BATTERYSTRG | TRUE | BATTERYSTRG
2280 | KAPM 11PS 11.000-P | 2033 | 0.574 | 0 |  |  | 0.651 | 1 | FALSE |  | FALSE |  | TRUE | SOLARPHOTOVO | TRUE | SOLARPHOTOVO
2281 | KIGA 22S 22.000-P | 2034 | 10.842 | 0.001 |  |  | 48 | 1 | FALSE |  | FALSE |  | TRUE | SOLARPHOTOVO | TRUE | SOLARPHOTOVO
2282 | KIGA 22S 22.000-WA | 2034 | 37.158 | 3.2171 |  |  | 48 | 0.85 | FALSE |  | FALSE |  | TRUE | WINDONSHORE | TRUE | WINDONSHORE
2283 | KIGB 22S 22.000-P | 2035 | 8.584 | 0.001 |  |  | 38 | 1 | FALSE |  | FALSE |  | TRUE | SOLARPHOTOVO | TRUE | SOLARPHOTOVO
2284 | KIGB 22S 22.000-WB | 2035 | 29.416 | 3.3941 |  |  | 38 | 0.85 | FALSE |  | FALSE |  | TRUE | WINDONSHORE | TRUE | WINDONSHORE
2285 | KISB 221 22.000-B | 2036 | 0 | 0 |  |  | 0.172 | 1 | FALSE |  | FALSE |  | TRUE | BATTERYSTRG | TRUE | BATTERYSTRG
2286 | KISB 221 22.000-N | 2036 | 2.047 | 0 |  |  | 3.044 | 1 | FALSE |  | FALSE |  | TRUE | SOLARPHOTOVO | TRUE | SOLARPHOTOVO
2287 | KISB 221 22.000-P | 2036 | 2.233 | 0 |  |  | 2.532 | 1 | FALSE |  | FALSE |  | TRUE | SOLARPHOTOVO | TRUE | SOLARPHOTOVO
2288 | KISB 221 22.000-QP | 2036 | 1.261 | 0 |  |  | 1.875 | 1 | FALSE |  | FALSE |  | TRUE | SOLARPHOTOVO | TRUE | SOLARPHOTOVO
2289 | KOBA 11PS 11.000-QB | 2038 | 0 | 0 |  |  | 1.055 | 1 | FALSE |  | FALSE |  | TRUE | BATTERYSTRG | TRUE | BATTERYSTRG
2290 | KORM 22S 22.000-QB | 2039 | 0 | 0 |  |  | 0.005 | 1 | FALSE |  | FALSE |  | TRUE | BATTERYSTRG | TRUE | BATTERYSTRG
2291 | KORM 22S 22.000-QP | 2039 | 0 | 0 |  |  | 0.12 | 1 | FALSE |  | FALSE |  | TRUE | SOLARPHOTOVO | TRUE | SOLARPHOTOVO
2292 | LENT 22S 22.000-QB | 2040 | 0 | 0 |  |  | 0.292 | 1 | FALSE |  | FALSE |  | TRUE | BATTERYSTRG | TRUE | BATTERYSTRG
2293 | LENT 22S 22.000-QP | 2040 | 0 | 0 |  |  | 1.4 | 1 | FALSE |  | FALSE |  | TRUE | SOLARPHOTOVO | TRUE | SOLARPHOTOVO
2294 | MOVR 22S 22.000-BT | 2041 | 0 | 0 |  |  | 0.39 | 1 | FALSE |  | FALSE |  | TRUE | BATTERYSTRG | TRUE | BATTERYSTRG
2295 | MOVR 22S 22.000-W | 2041 | 0.929 | 0 |  |  | 1.2 | 0.85 | FALSE |  | FALSE |  | TRUE | WINDONSHORE | TRUE | WINDONSHORE
2296 | MOZS 22S 22.000-BT | 2042 | 0 | 0 |  |  | 0.668 | 1 | FALSE |  | FALSE |  | TRUE | BATTERYSTRG | TRUE | BATTERYSTRG
2297 | MOZS 22S 22.000-P | 2042 | 1.757 | 0 |  |  | 1.992 | 1 | FALSE |  | FALSE |  | TRUE | SOLARPHOTOVO | TRUE | SOLARPHOTOVO
2298 | PAPA 22S1 22.000-QO | 2058 | 0 | 0 |  |  | 0.12 | 1 | FALSE |  | FALSE |  | TRUE | OTHERNONRES | TRUE | OTHERNONRES
2299 | PAPA 22S1 22.000-QP | 2058 | 0 | 0 |  |  | 0.09 | 1 | FALSE |  | FALSE |  | TRUE | SOLARPHOTOVO | TRUE | SOLARPHOTOVO
2300 | PAPA 22S2 22.000-BT | 2059 | 0 | 0 |  |  | 0.162 | 1 | FALSE |  | FALSE |  | TRUE | BATTERYSTRG | TRUE | BATTERYSTRG
2301 | PAPA 22S2 22.000-P | 2059 | 0.44 | 0 |  |  | 0.499 | 1 | FALSE |  | FALSE |  | TRUE | SOLARPHOTOVO | TRUE | SOLARPHOTOVO
2302 | RACK 22PS 22.000-BT | 2060 | 0 | 0 |  |  | 0.641 | 1 | FALSE |  | FALSE |  | TRUE | BATTERYSTRG | TRUE | BATTERYSTRG
2303 | RACK 22PS 22.000-P | 2060 | 0.565 | 0 |  |  | 0.641 | 1 | FALSE |  | FALSE |  | TRUE | SOLARPHOTOVO | TRUE | SOLARPHOTOVO
2304 | SARB 22S1 22.000-BT | 2061 | 0 | 0 |  |  | 1.67 | 1 | FALSE |  | FALSE |  | TRUE | BATTERYSTRG | TRUE | BATTERYSTRG
2305 | SARB 22S1 22.000-P | 2061 | 4.401 | 0 |  |  | 4.99 | 1 | FALSE |  | FALSE |  | TRUE | SOLARPHOTOVO | TRUE | SOLARPHOTOVO
2306 | SIKO 22S 22.000-QO | 2062 | 0 | 0 |  |  | 0.05 | 1 | FALSE |  | FALSE |  | TRUE | OTHERRES | TRUE | OTHERRES
2307 | SIKO 22S 22.000-QP | 2062 | 0 | 0 |  |  | 0.007 | 1 | FALSE |  | FALSE |  | TRUE | SOLARPHOTOVO | TRUE | SOLARPHOTOVO
2312 | SORS 22PS 22.000-BT | 2067 | 0 | 0 |  |  | 0.977 | 1 | FALSE |  | FALSE |  | TRUE | BATTERYSTRG | TRUE | BATTERYSTRG
2313 | SORS 22PS 22.000-P | 2067 | 0.862 | 0 |  |  | 0.977 | 1 | FALSE |  | FALSE |  | TRUE | SOLARPHOTOVO | TRUE | SOLARPHOTOVO
2314 | SZBA 22S1 22.000-BT | 2068 | 0 | 0 |  |  | 1.071 | 1 | FALSE |  | FALSE |  | TRUE | BATTERYSTRG | TRUE | BATTERYSTRG
2315 | SZBA 22S1 22.000-P | 2068 | 2.911 | 0 |  |  | 3.3 | 1 | FALSE |  | FALSE |  | TRUE | SOLARPHOTOVO | TRUE | SOLARPHOTOVO
2316 | SZBA 22S2 22.000-BT | 2069 | 0 | 0 |  |  | 4.707 | 1 | FALSE |  | FALSE |  | TRUE | BATTERYSTRG | TRUE | BATTERYSTRG
2317 | SZBA 22S2 22.000-P | 2069 | 12.789 | 0 |  |  | 14.5 | 1 | FALSE |  | FALSE |  | TRUE | SOLARPHOTOVO | TRUE | SOLARPHOTOVO
2318 | SZFD 22S 22.000-BT | 2070 | 0 | 0 |  |  | 0.325 | 1 | FALSE |  | FALSE |  | TRUE | BATTERYSTRG | TRUE | BATTERYSTRG
2319 | SZFD 22S 22.000-P | 2070 | 0.881 | 0 |  |  | 0.998 | 1 | FALSE |  | FALSE |  | TRUE | SOLARPHOTOVO | TRUE | SOLARPHOTOVO
2320 | SZIG 22S 22.000-BT | 2071 | 0 | 0 |  |  | 0.948 | 1 | FALSE |  | FALSE |  | TRUE | BATTERYSTRG | TRUE | BATTERYSTRG
2321 | SZIG 22S 22.000-P | 2071 | 2.502 | 0 |  |  | 2.837 | 1 | FALSE |  | FALSE |  | TRUE | SOLARPHOTOVO | TRUE | SOLARPHOTOVO
2322 | SZLS 11S 11.000-QB | 2072 | 0 | 0 |  |  | 0.006 | 1 | FALSE |  | FALSE |  | TRUE | BATTERYSTRG | TRUE | BATTERYSTRG
2323 | SZLS 11S 11.000-QP | 2072 | 0 | 0 |  |  | 0.25 | 1 | FALSE |  | FALSE |  | TRUE | SOLARPHOTOVO | TRUE | SOLARPHOTOVO
2324 | SZOM 22S5 22.000-QO | 2073 | 0 | 0 |  |  | 0.37 | 1 | FALSE |  | FALSE |  | TRUE | OTHERRES | TRUE | OTHERRES
2325 | SZOM 22S5 22.000-QP | 2073 | 0 | 0 |  |  | 0.055 | 1 | FALSE |  | FALSE |  | TRUE | SOLARPHOTOVO | TRUE | SOLARPHOTOVO
2326 | TET 22S 22.000-BT | 2074 | 0 | 0 |  |  | 0.162 | 1 | FALSE |  | FALSE |  | TRUE | BATTERYSTRG | TRUE | BATTERYSTRG
2327 | TET 22S 22.000-P | 2074 | 0.406 | 0 |  |  | 0.46 | 1 | FALSE |  | FALSE |  | TRUE | SOLARPHOTOVO | TRUE | SOLARPHOTOVO
2328 | UJHA 22PS 22.000-BT | 2075 | 0 | 0 |  |  | 4.886 | 1 | FALSE |  | FALSE |  | TRUE | BATTERYSTRG | TRUE | BATTERYSTRG
2329 | UJHA 22PS 22.000-P | 2075 | 4.309 | 0 |  |  | 4.886 | 1 | FALSE |  | FALSE |  | TRUE | SOLARPHOTOVO | TRUE | SOLARPHOTOVO
2330 | ULLO 22PS 22.000-BT | 2076 | 0 | 0 |  |  | 0.238 | 1 | FALSE |  | FALSE |  | TRUE | BATTERYSTRG | TRUE | BATTERYSTRG
2331 | ULLO 22PS 22.000-P | 2076 | 0.21 | 0 |  |  | 0.238 | 1 | FALSE |  | FALSE |  | TRUE | SOLARPHOTOVO | TRUE | SOLARPHOTOVO
2332 | VIRA 11PS 11.000-BT | 2077 | 0 | 0 |  |  | 0.081 | 1 | FALSE |  | FALSE |  | TRUE | BATTERYSTRG | TRUE | BATTERYSTRG
2333 | MAKE GY1 120.00-B4 | 2079 | 0 | -0.001 |  |  | 0.307 | 1 | FALSE |  | FALSE |  | TRUE | BATTERYSTRG | TRUE | BATTERYSTRG
2334 | MAKE GY1 120.00-N4 | 2079 | 7.319 | -0.001 |  |  | 10.884 | 1 | FALSE |  | FALSE |  | TRUE | ROOFTOPPV | TRUE | ROOFTOPPV
2335 | MAKE GY1 120.00-Q4 | 2079 | 2.824 | -0.001 |  |  | 4.199 | 1 | FALSE |  | FALSE |  | TRUE | SOLARPHOTOVO | TRUE | SOLARPHOTOVO
2336 | GALG 22S 22.000-P | 2080 | 44.082 | 0 |  |  | 49.98 | 1 | FALSE |  | FALSE |  | TRUE | SOLARPHOTOVO | TRUE | SOLARPHOTOVO
2337 | MAKL 22S 22.000-QB | 2081 | 0 | 0 |  |  | 8 | 1 | FALSE |  | FALSE |  | TRUE | SOLARPHOTOVO | TRUE | SOLARPHOTOVO
2338 | MAKL 22S 22.000-QO | 2081 | 0 | 0 |  |  | 4 | 1 | FALSE |  | FALSE |  | TRUE | OTHERNONRES | TRUE | OTHERNONRES
2339 | MAKL 22S 22.000-QP | 2081 | 0 | 0 |  |  | 8 | 1 | FALSE |  | FALSE |  | TRUE | SOLARPHOTOVO | TRUE | SOLARPHOTOVO
2340 | NAGK 22S 22.000-P | 2082 | 17.622 | 0 |  |  | 19.98 | 1 | FALSE |  | FALSE |  | TRUE | SOLARPHOTOVO | TRUE | SOLARPHOTOVO
2341 | INARPV1 20.000-P1 | 2085 | 44.0294 | 0 |  |  | 49.92 | 1 | FALSE |  | FALSE |  | TRUE | SOLARPHOTOVO | TRUE | SOLARPHOTOVO
2342 | INARPV2 20.000-P2 | 2086 | 44.0294 | 0 |  |  | 49.92 | 1 | FALSE |  | FALSE |  | TRUE | SOLARPHOTOVO | TRUE | SOLARPHOTOVO
2343 | DUME MTS 15.750-B1 | 2088 | 0 | 0 |  |  | 40 | 1 | FALSE |  | FALSE |  | TRUE | BATTERYSTRG | TRUE | BATTERYSTRG
2346 | BUJF 221S 22.000-P1 | 2089 | 0.423 | 0 |  |  | 0.48 | 1 | FALSE |  | FALSE |  | TRUE | SOLARPHOTOVO | TRUE | SOLARPHOTOVO
2348 | DDEL 223S 22.000-P1 | 2090 | 21.169 | 0 |  |  | 24 | 1 | FALSE |  | FALSE |  | TRUE | SOLARPHOTOVO | TRUE | SOLARPHOTOVO
2350 | FGYA 22PS 22.000-P | 2091 | 44.042 | 0 |  |  | 49.932 | 1 | FALSE |  | FALSE |  | TRUE | SOLARPHOTOVO | TRUE | SOLARPHOTOVO
2352 | KARCT221S 22.000-P1 | 2092 | 13.23 | 0 |  |  | 15 | 1 | FALSE |  | FALSE |  | TRUE | SOLARPHOTOVO | TRUE | SOLARPHOTOVO
2354 | KMAD 221S 22.000-P | 2093 | 21.169 | 0 |  |  | 24 | 1 | FALSE |  | FALSE |  | TRUE | SOLARPHOTOVO | TRUE | SOLARPHOTOVO
2356 | KMAD 222S 22.000-P | 2094 | 21.169 | 0 |  |  | 24 | 1 | FALSE |  | FALSE |  | TRUE | SOLARPHOTOVO | TRUE | SOLARPHOTOVO
2358 | KUNSZ221S 22.000-P1 | 2095 | 1.757 | 0 |  |  | 1.992 | 1 | FALSE |  | FALSE |  | TRUE | SOLARPHOTOVO | TRUE | SOLARPHOTOVO
2360 | LETA 22AS 22.000-P1 | 2096 | 0.44 | 0 |  |  | 0.499 | 1 | FALSE |  | FALSE |  | TRUE | SOLARPHOTOVO | TRUE | SOLARPHOTOVO
2362 | MAFU 221S 22.000-P1 | 2097 | 1.746 | 0 |  |  | 1.98 | 1 | FALSE |  | FALSE |  | TRUE | SOLARPHOTOVO | TRUE | SOLARPHOTOVO
2364 | MTUR 221S 22.000-G1 | 2098 | 0.71208 | 0 |  |  | 4.5 | 1 | FALSE |  | FALSE |  | TRUE | GASCONVOLD1 | TRUE | GASCONVOLD1
2365 | MTUR 221S 22.000-P1 | 2098 | 4.388 | 0 |  |  | 4.975 | 1 | FALSE |  | FALSE |  | TRUE | SOLARPHOTOVO | TRUE | SOLARPHOTOVO
2366 | MTUR 221S 22.000-W | 2098 | 1.161 | 0 |  |  | 1.5 | 0.85 | FALSE |  | FALSE |  | TRUE | WINDONSHORE | TRUE | WINDONSHORE
2368 | NYBO 222S 22.000-P1 | 2099 | 22.016 | 0 |  |  | 24.96 | 1 | FALSE |  | FALSE |  | TRUE | SOLARPHOTOVO | TRUE | SOLARPHOTOVO
2370 | NYIRK111S 11.000-P1 | 2100 | 8.765 | 0.001 |  |  | 9.938 | 1 | FALSE |  | FALSE |  | TRUE | SOLARPHOTOVO | TRUE | SOLARPHOTOVO
2372 | NYIRK112S 11.000-P1 | 2101 | 8.765 | -0.001 |  |  | 9.938 | 1 | FALSE |  | FALSE |  | TRUE | SOLARPHOTOVO | TRUE | SOLARPHOTOVO
2374 | NYIP 22PS 22.000-P | 2102 | 35.281 | 0 |  |  | 40 | 1 | FALSE |  | FALSE |  | TRUE | SOLARPHOTOVO | TRUE | SOLARPHOTOVO
2376 | NYIRB221S 22.000-G1 | 2103 | 2.2932 | 0 |  |  | 3.25 | 1 | FALSE |  | FALSE |  | TRUE | SOLARPHOTOVO | TRUE | SOLARPHOTOVO
2377 | NYIRB221S 22.000-P1 | 2103 | 3.969 | 0 |  |  | 4.5 | 1 | FALSE |  | FALSE |  | TRUE | SOLARPHOTOVO | TRUE | SOLARPHOTOVO
2379 | NYIRB222S 22.000-G1 | 2104 | 1.0863 | 0 |  |  | 3.25 | 1 | FALSE |  | FALSE |  | TRUE | GASBIO | TRUE | GASBIO
2380 | NYIRB222S 22.000-P1 | 2104 | 3.969 | 0 |  |  | 4.5 | 1 | FALSE |  | FALSE |  | TRUE | SOLARPHOTOVO | TRUE | SOLARPHOTOVO
2382 | POLG 223S 22.000-P1 | 2105 | 8.82 | 0 |  |  | 10 | 1 | FALSE |  | FALSE |  | TRUE | SOLARPHOTOVO | TRUE | SOLARPHOTOVO
2384 | SENY PV 22S 22.000-P | 2106 | 44.013 | 0 |  |  | 49.9 | 1 | FALSE |  | FALSE |  | TRUE | SOLARPHOTOVO | TRUE | SOLARPHOTOVO
2386 | SZARV222S 22.000-P1 | 2107 | 21.085 | 0 |  |  | 23.906 | 1 | FALSE |  | FALSE |  | TRUE | SOLARPHOTOVO | TRUE | SOLARPHOTOVO
2388 | SZOLI223S 22.000-P1 | 2108 | 5.292 | 0 |  |  | 6 | 1 | FALSE |  | FALSE |  | TRUE | SOLARPHOTOVO | TRUE | SOLARPHOTOVO
2390 | TIKE 22BS 22.000-P1 | 2109 | 25.108 | 0 |  |  | 28.466 | 1 | FALSE |  | FALSE |  | TRUE | SOLARPHOTOVO | TRUE | SOLARPHOTOVO
2392 | TIKE 22PS 22.000-P | 2110 | 43.043 | 0 |  |  | 48.8 | 1 | FALSE |  | FALSE |  | TRUE | SOLARPHOTOVO | TRUE | SOLARPHOTOVO
2393 | TIMA 111 11.000-B | 2114 | 0 | 0 |  |  | 0.041 | 1 | FALSE |  | FALSE |  | TRUE | BATTERYSTRG | TRUE | BATTERYSTRG
2394 | TIMA 111 11.000-N | 2114 | 0.487 | 0 |  |  | 0.724 | 1 | FALSE |  | FALSE |  | TRUE | SOLARPHOTOVO | TRUE | SOLARPHOTOVO
2395 | TIMA 111 11.000-QP | 2114 | 0.395 | 0 |  |  | 0.587 | 1 | FALSE |  | FALSE |  | TRUE | SOLARPHOTOVO | TRUE | SOLARPHOTOVO
2396 | ZSIG 111 11.000-B | 2118 | 0 | 0 |  |  | 0.024 | 1 | FALSE |  | FALSE |  | TRUE | BATTERYSTRG | TRUE | BATTERYSTRG
2397 | ZSIG 111 11.000-N | 2118 | 0.289 | 0 |  |  | 0.43 | 1 | FALSE |  | FALSE |  | TRUE | SOLARPHOTOVO | TRUE | SOLARPHOTOVO
2398 | ZSIG 111 11.000-QP | 2118 | 0.495 | 0 |  |  | 0.736 | 1 | FALSE |  | FALSE |  | TRUE | SOLARPHOTOVO | TRUE | SOLARPHOTOVO
2399 | VADO PV16 120.00-X1 | 2119 | 37.9309 | 0 |  |  | 49 | 0.85 | FALSE |  | FALSE |  | TRUE | WINDONSHORE | TRUE | WINDONSHORE
2400 | VADO PV17 120.00-X1 | 2120 | 37.9309 | 0 |  |  | 49 | 0.85 | FALSE |  | FALSE |  | TRUE | WINDONSHORE | TRUE | WINDONSHORE
2401 | VADO PV18 120.00-X1 | 2121 | 37.9309 | 0 |  |  | 49 | 0.85 | FALSE |  | FALSE |  | TRUE | WINDONSHORE | TRUE | WINDONSHORE
2402 | VADO PV19 120.00-X1 | 2122 | 37.9309 | 0 |  |  | 49 | 0.85 | FALSE |  | FALSE |  | TRUE | WINDONSHORE | TRUE | WINDONSHORE
2403 | VADO PV20 120.00-X1 | 2123 | 193.525 | -1.4749 |  |  | 250 | 0.85 | FALSE |  | FALSE |  | TRUE | WINDONSHORE | TRUE | WINDONSHORE
2404 | VADO PV21 120.00-X1 | 2124 | 193.525 | -1.4749 |  |  | 250 | 0.85 | FALSE |  | FALSE |  | TRUE | WINDONSHORE | TRUE | WINDONSHORE

## motor
name | bus | pn_mech_mw | loading_percent | cos_phi | cos_phi_n | efficiency_percent | efficiency_n_percent | lrc_pu | vn_kv | scaling | in_service | rx

## asymmetric_load
name | bus | p_a_mw | q_a_mvar | p_b_mw | q_b_mvar | p_c_mw | q_c_mvar | sn_a_mva | sn_b_mva | sn_c_mva | sn_mva | scaling | in_service | type

## asymmetric_sgen
name | bus | p_a_mw | q_a_mvar | p_b_mw | q_b_mvar | p_c_mw | q_c_mvar | sn_a_mva | sn_b_mva | sn_c_mva | sn_mva | scaling | in_service | type | current_source

## storage
name | bus | p_mw | q_mvar | sn_mva | soc_percent | min_e_mwh | max_e_mwh | scaling | in_service | type

## gen
| name | bus | p_mw | vm_pu | sn_mva | min_q_mvar | max_q_mvar | scaling | slack | controllable | id_q_capability_characteristic | reactive_capability_curve | curve_style | in_service | slack_weight | type | min_p_mw | max_p_mw | technology
0 | DUJV GY 10.500-1 | 43 | 9.6922 | 1.1048 | 60 | -20 | 37.19 | 1 | FALSE | TRUE |  | FALSE |  | TRUE | 0 | OTHERNONRES | 1 | 49 | OTHERNONRES
2 | DUME G8 15.750-8 | 52 | 77.7183 | 1.0455 | 155 | -30 | 150 | 1 | FALSE | TRUE |  | FALSE |  | TRUE | 0 | GASCCGTPRES1 | 60 | 127 | GASCCGTPRES1
3 | DUME G7 19.000-7 | 57 | 156.2873 | 1.0455 | 300 | -0.5 | 159.55 | 1 | FALSE | TRUE |  | FALSE |  | TRUE | 0 | GASCCGTPRES1 | 121.98 | 290.7 | GASCCGTPRES1
4 | GONYEP1 21.000-1 | 92 | 154.4 | 1.0275 | 534 | -172.99 | 322.24 | 1 | FALSE | TRUE |  | FALSE |  | TRUE | 0 | GASCCGTPRES1 | 154.4 | 431.4 | GASCCGTPRES1
5 | MATREG9 21.000-9 | 152 | 224 | 1.0287 | 765 | -300 | 300 | 1 | FALSE | TRUE |  | FALSE |  | TRUE | 0 | GASCCGTNEW | 272 | 680 | GASCCGTNEW
6 | OROE G1 10.500-1 | 168 | 49.9 | 1 | 95 | -30 | 30 | 1 | FALSE | TRUE |  | FALSE |  | TRUE | 0 | HARDCOALBF | 0 | 49.9 | HARDCOALBF
7 | OROE G2 10.500-2 | 169 | 49.9 | 1 | 95 | -30 | 30 | 1 | FALSE | TRUE |  | FALSE |  | TRUE | 0 | HARDCOALBF | 0 | 49.9 | HARDCOALBF
8 | PAKS G1 15.750-1 | 189 | 254.4 | 1.0275 | 259 | -15 | 45 | 1 | FALSE | TRUE |  | FALSE |  | TRUE | 0 | NUCLEAR | 89.3 | 254.4 | NUCLEAR
9 | PAKS G2 15.750-2 | 190 | 254.4 | 1.0275 | 259 | -15 | 45 | 1 | FALSE | TRUE |  | FALSE |  | TRUE | 0 | NUCLEAR | 89.3 | 254.4 | NUCLEAR
10 | PAKS G3 15.750-3 | 191 | 253.87 | 1.0275 | 259 | -15 | 45 | 1 | FALSE | TRUE |  | FALSE |  | TRUE | 0 | NUCLEAR | 89.3 | 254.4 | NUCLEAR
11 | PAKS G4 15.750-4 | 192 | 253.87 | 1.0275 | 259 | -15 | 45 | 1 | FALSE | TRUE |  | FALSE |  | TRUE | 0 | NUCLEAR | 89.3 | 254.4 | NUCLEAR
12 | PAKS G5 15.750-5 | 193 | 253.87 | 1.0275 | 259 | -15 | 45 | 1 | FALSE | TRUE |  | FALSE |  | TRUE | 0 | NUCLEAR | 89.3 | 254.4 | NUCLEAR
13 | PAKS G6 15.750-6 | 194 | 253.87 | 1.0275 | 259 | -15 | 45 | 1 | FALSE | TRUE |  | FALSE |  | TRUE | 0 | NUCLEAR | 89.3 | 254.4 | NUCLEAR
14 | PAKS G7 15.750-7 | 195 | 253.87 | 1.0275 | 259 | -15 | 45 | 1 | FALSE | TRUE |  | FALSE |  | TRUE | 0 | NUCLEAR | 89.3 | 254.4 | NUCLEAR
15 | PAKS G8 15.750-8 | 196 | 253.87 | 1.0275 | 259 | -15 | 45 | 1 | FALSE | TRUE |  | FALSE |  | TRUE | 0 | NUCLEAR | 89.3 | 254.4 | NUCLEAR
16 | PAKSUG5 24.000-5 | 200 | 686.912 | 1.0275 | 1556.4 | -300 | 600 | 1 | FALSE | TRUE |  | FALSE |  | TRUE | 0 | NUCLEAR | 640 | 1270 | NUCLEAR
17 | PAKSUG6 24.000-6 | 201 | 686.912 | 1.0275 | 1556.4 | -300 | 600 | 1 | FALSE | TRUE |  | FALSE |  | TRUE | 0 | NUCLEAR | 640 | 1270 | NUCLEAR
18 | TISZEG5 20.000-5 | 265 | 123.6209 | 1.0455 | 380 | -120 | 120 | 1 | FALSE | TRUE |  | FALSE |  | TRUE | 0 | GASCCGTNEW | 135 | 360.1 | GASCCGTNEW
19 | TISZEG6 20.000-6 | 266 | 123.4896 | 1.0213 | 380 | -120 | 120 | 1 | FALSE | TRUE |  | FALSE |  | TRUE | 0 | GASCCGTNEW | 135 | 360.1 | GASCCGTNEW
20 | TISZEG2 15.750-2 | 270 | 54.6791 | 1.0455 | 259 | -60 | 150 | 1 | FALSE | TRUE |  | FALSE |  | TRUE | 0 | GASCCGTNEW | 56.1 | 158 | GASCCGTNEW
21 | TISZEG4 15.750-4 | 271 | 54.8104 | 1.0213 | 259 | -60 | 150 | 1 | FALSE | TRUE |  | FALSE |  | TRUE | 0 | GASCCGTNEW | 56.1 | 158 | GASCCGTNEW
25 | PECSEG3 120.00-3 | 389 | 41 | 0.98485 | 51 | -5.55 | 24.69 | 1 | FALSE | TRUE |  | FALSE |  | TRUE | 0 | HARDCOALOLD1 | 23.7 | 44 | HARDCOALOLD1
26 | PECSEG6 120.00-6 | 391 | 24 | 0.98485 | 75 | -7 | 35 | 1 | FALSE | TRUE |  | FALSE |  | TRUE | 0 | HARDCOALOLD1 | 30 | 31 | HARDCOALOLD1
27 | ALGY GY3 120.00-B4 | 416 | 0 | 0.98485 | 20 | -0.001 | 0.001 | 1 | FALSE | TRUE |  | FALSE |  | TRUE | 0 | BATTERYSTRG | -20 | 20 | BATTERYSTRG
28 | ALGY GY3 120.00-O4 | 416 | 2.235 | 0.98485 | 11.3 | -0.001 | 0.001 | 1 | FALSE | TRUE |  | FALSE |  | TRUE | 0 | OTHERNONRES | 0 | 11.3 | OTHERNONRES
29 | BCSA B 120.00-B4 | 421 | 0 | 0.98485 | 11.357 | -0.001 | 0.001 | 1 | FALSE | TRUE |  | FALSE |  | TRUE | 0 | BATTERYSTRG | -11.357 | 11.357 | BATTERYSTRG
36 | GODGTGY1 11.500-GT | 941 | 5.934 | 1.0958 | 37.58 | -10 | 3.5 | 1 | FALSE | TRUE |  | FALSE |  | TRUE | 0 | OTHERNONRES | 16 | 30 | OTHERNONRES
37 | NYRD1 PV 120.00-B | 946 | 0 | 0.99242 | 20 | -7.5 | 5 | 1 | FALSE | TRUE |  | FALSE |  | TRUE | 0 | BATTERYSTRG | -20 | 20 | BATTERYSTRG
38 | CECE PV1 120.00-B1 | 951 | 0 | 0.98402 | 40 | -12 | 12 | 1 | FALSE | TRUE |  | FALSE |  | TRUE | 0 | BATTERYSTRG | -40 | 40 | BATTERYSTRG
39 | CECE PV2 120.00-B2 | 952 | 0 | 0.98402 | 40 | -12 | 12 | 1 | FALSE | TRUE |  | FALSE |  | TRUE | 0 | BATTERYSTRG | -40 | 40 | BATTERYSTRG
40 | CECE PV3 120.00-B3 | 953 | 0 | 0.98402 | 40 | -12 | 12 | 1 | FALSE | TRUE |  | FALSE |  | TRUE | 0 | BATTERYSTRG | -40 | 40 | BATTERYSTRG
41 | CECE PV4 120.00-B4 | 954 | 0 | 0.98402 | 40 | -12 | 12 | 1 | FALSE | TRUE |  | FALSE |  | TRUE | 0 | BATTERYSTRG | -40 | 40 | BATTERYSTRG
42 | ALMF 111 11.000-G | 974 | 2.492 | 1.0486 | 12.6 | 0 | 3.78 | 1 | FALSE | TRUE |  | FALSE |  | TRUE | 0 | GASCCGTPRES2 | 0 | 10.08 | GASCCGTPRES2
43 | BVK 111 11.000-2 | 1033 | 19.32 | 0.95782 | 24 | -0.001 | 0.001 | 1 | FALSE | TRUE |  | FALSE |  | TRUE | 0 | OTHERNONRES | 15 | 24 | OTHERNONRES
44 | BVK 112 11.000-1 | 1034 | 16.2 | 0.95355 | 24 | -0.001 | 0.001 | 1 | FALSE | TRUE |  | FALSE |  | TRUE | 0 | OTHERNONRES | 15 | 24 | OTHERNONRES
45 | DBDK 112 11.000-G1 | 1068 | 1.899 | 0.99303 | 12 | 0 | 7.2 | 1 | FALSE | TRUE |  | FALSE |  | TRUE | 0 | GASCONVOLD1 | 0 | 9.6 | GASCONVOLD1
46 | HHER 11 11.000-1 | 1205 | 40.239 | 0.98082 | 52.6 | -20 | 30 | 1 | FALSE | TRUE |  | FALSE |  | TRUE | 0 | OTHERNONRES | 0 | 52.6 | OTHERNONRES
47 | HUHM 11 11.000-1 | 1210 | 13.251 | 1.0876 | 27.3 | -2 | 3 | 1 | FALSE | TRUE |  | FALSE |  | TRUE | 0 | OTHERNONRES | 0 | 21.84 | OTHERNONRES
48 | MESZGM5 5.2500-ST | 1344 | 1.311 | 0.94724 | 10.7 | 0 | 7.5 | 1 | FALSE | TRUE |  | FALSE |  | TRUE | 0 | OTHERNONRES | 0 | 10.7 | OTHERNONRES
49 | NVAR 111 11.000-O | 1413 | 2.988 | 1.0094 | 15.104 | -0.001 | 0.001 | 1 | FALSE | TRUE |  | FALSE |  | TRUE | 0 | OTHERNONRES | 0 | 12.083 | OTHERNONRES
50 | NYIRS221 22.000-G1 | 1434 | 3.117 | 1.0052 | 19.7 | 0 | 11.82 | 1 | FALSE | TRUE |  | FALSE |  | TRUE | 0 | GASCONVOLD1 | 0 | 15.76 | GASCONVOLD1
53 | SBXX 15K 15.000-1 | 1509 | 11.059 | 1.0862 | 30.425 | -18.3 | 18.3 | 1 | FALSE | TRUE |  | FALSE |  | TRUE | 0 | OTHERNONRES | 0 | 30.425 | OTHERNONRES
54 | SOPN 11D 11.000-O | 1535 | 3.022 | 1.0187 | 15.28 | -0.001 | 0.001 | 1 | FALSE | TRUE |  | FALSE |  | TRUE | 0 | OTHERNONRES | 0 | 12.224 | OTHERNONRES
55 | TABE 622 6.0000-1 | 1612 | 2.754 | 1.0515 | 22 | 0 | 11 | 1 | FALSE | TRUE |  | FALSE |  | TRUE | 0 | OTHERNONRES | 0 | 22 | OTHERNONRES
56 | TABE 630 6.0000-2 | 1614 | 3.5 | 1.102 | 25 | 0 | 13 | 1 | FALSE | TRUE |  | FALSE |  | TRUE | 0 | OTHERNONRES | 0 | 25 | OTHERNONRES
57 | TVK 111 11.000-GT | 1659 | 18.5 | 1.0092 | 29.95 | -6 | 6 | 1 | FALSE | TRUE |  | FALSE |  | TRUE | 0 | OTHERNONRES | 0 | 24 | OTHERNONRES
58 | BVK 113 11.000-3 | 1726 | 35 | 0.93373 | 49.9 | -0.001 | 0.001 | 1 | FALSE | TRUE |  | FALSE |  | TRUE | 0 | OTHERNONRES | 30 | 49.9 | OTHERNONRES
59 | MECS PV 120.00-B1 | 1780 | 0 | 0.98402 | 50 | -15 | 15 | 1 | FALSE | TRUE |  | FALSE |  | TRUE | 0 | BATTERYSTRG | -50 | 50 | BATTERYSTRG
60 | SZOL PV 120.00-B1 | 1785 | 0 | 0.98402 | 15 | -4.5 | 4.5 | 1 | FALSE | TRUE |  | FALSE |  | TRUE | 0 | BATTERYSTRG | -15 | 15 | BATTERYSTRG
61 | SZHL PV 120.00-B1 | 1788 | 0 | 0.98402 | 149.997 | -44.999 | 44.999 | 1 | FALSE | TRUE |  | FALSE |  | TRUE | 0 | BATTERYSTRG | -149.997 | 149.997 | BATTERYSTRG
62 | SZHL PV2 120.00-B2 | 1789 | 0 | 0.98402 | 99.998 | -29.999 | 29.999 | 1 | FALSE | TRUE |  | FALSE |  | TRUE | 0 | BATTERYSTRG | -99.998 | 99.998 | BATTERYSTRG
63 | GYOR AKU 120.00-B | 1911 | 0 | 0.98402 | 50 | -18.75 | 12.5 | 1 | FALSE | TRUE |  | FALSE |  | TRUE | 0 | BATTERYSTRG | -50 | 50 | BATTERYSTRG
64 | BUJ AKU1 120.00-B1 | 1912 | 0 | 0.99705 | 49.9 | -18.712 | 12.475 | 1 | FALSE | TRUE |  | FALSE |  | TRUE | 0 | BATTERYSTRG | -49.9 | 49.9 | BATTERYSTRG
65 | BUJ AKU2 120.00-B2 | 1913 | 0 | 0.99705 | 49.9 | -18.712 | 12.475 | 1 | FALSE | TRUE |  | FALSE |  | TRUE | 0 | BATTERYSTRG | -49.9 | 49.9 | BATTERYSTRG
66 | BALO PVS1 120.00-B1 | 1944 | 0 | 0.96212 | 12 | -4.5 | 4.5 | 1 | FALSE | TRUE |  | FALSE |  | TRUE | 0 | BATTERYSTRG | -12 | 12 | BATTERYSTRG
67 | BALO PVS2 120.00-B2 | 1945 | 0 | 0.96212 | 12 | -4.5 | 3 | 1 | FALSE | TRUE |  | FALSE |  | TRUE | 0 | BATTERYSTRG | -12 | 12 | BATTERYSTRG
68 | GYRE 22S1 22.000-O | 1965 | 2.941 | 1.0209 | 18.585 | -0.001 | 0.001 | 1 | FALSE | TRUE |  | FALSE |  | TRUE | 0 | OTHERNONRES | 0 | 14.868 | OTHERNONRES
69 | LEST 22S1 22.000-BT | 1976 | 0 | 1.0249 | 12 | -0.001 | 0.001 | 1 | FALSE | TRUE |  | FALSE |  | TRUE | 0 | BATTERYSTRG | -12 | 12 | BATTERYSTRG
72 | CSPG G3B 15.750-B2 | 2003 | 0 | 1.0655 | 34 | -10.2 | 10.2 | 1 | FALSE | TRUE |  | FALSE |  | TRUE | 0 | BATTERYSTRG | -34 | 34 | BATTERYSTRG
73 | GODU 22S1 22.000-BT | 2027 | 0 | 1.0575 | 16.245 | -0.001 | 0.001 | 1 | FALSE | TRUE |  | FALSE |  | TRUE | 0 | BATTERYSTRG | -16.245 | 16.245 | BATTERYSTRG
74 | GALG 22S 22.000-B | 2080 | 0 | 1.0554 | 49.98 | -0.001 | 0.001 | 1 | FALSE | TRUE |  | FALSE |  | TRUE | 0 | BATTERYSTRG | -49.98 | 49.98 | BATTERYSTRG
75 | NAGK 22S 22.000-B | 2082 | 0 | 1.0581 | 19.98 | -0.001 | 0.001 | 1 | FALSE | TRUE |  | FALSE |  | TRUE | 0 | BATTERYSTRG | -19.98 | 19.98 | BATTERYSTRG
76 | VADO PV16 120.00-B1 | 2119 | 0 | 0.90909 | 49 | -7.35 | 7.35 | 1 | FALSE | TRUE |  | FALSE |  | TRUE | 0 | BATTERYSTRG | -49 | 49 | BATTERYSTRG
77 | VADO PV17 120.00-B1 | 2120 | 0 | 0.90909 | 49 | -7.35 | 7.35 | 1 | FALSE | TRUE |  | FALSE |  | TRUE | 0 | BATTERYSTRG | -49 | 49 | BATTERYSTRG
78 | VADO PV18 120.00-B1 | 2121 | 0 | 0.90909 | 49 | -7.35 | 7.35 | 1 | FALSE | TRUE |  | FALSE |  | TRUE | 0 | BATTERYSTRG | -49 | 49 | BATTERYSTRG
79 | VADO PV19 120.00-B1 | 2122 | 0 | 0.90909 | 49 | -7.35 | 7.35 | 1 | FALSE | TRUE |  | FALSE |  | TRUE | 0 | BATTERYSTRG | -49 | 49 | BATTERYSTRG

## switch
bus | element | et | type | closed | name | z_ohm | in_ka

## shunt
| bus | name | q_mvar | p_mw | vn_kv | step | max_step | id_characteristic_table | step_dependency_table | in_service | b_pu_rated | n_steps | is_mscdn
0 | 17 | BEKO P1T 18.000-1 | -71 | 0 | 18 | 1 | 1 |  | FALSE | TRUE | -0.71 | 1 | FALSE
1 | 18 | BEKO P2T 18.000-1 | 0 | 0 | 18 | 1 | 1 |  | FALSE | TRUE | -0.503 | 1 | FALSE
2 | 64 | PERK P1 18.000-1 | 0 | 0 | 18 | 1 | 1 |  | FALSE | TRUE | -0.72 | 1 | FALSE
3 | 65 | PERK P2 18.000-1 | 0 | 0 | 18 | 1 | 1 |  | FALSE | TRUE | -0.72 | 1 | FALSE
4 | 71 | FZSO P4T 18.000-1 | 0 | 0 | 18 | 1 | 1 |  | FALSE | TRUE | -0.71 | 1 | FALSE
5 | 72 | FZSO P5T 18.000-1 | 0 | 0 | 18 | 1 | 1 |  | FALSE | TRUE | -0.71 | 1 | FALSE
6 | 80 | GOD P1 18.000-1 | 0 | 0 | 18 | 1 | 1 |  | FALSE | TRUE | -0.708 | 1 | FALSE
7 | 81 | GOD P2 18.000-1 | 0 | 0 | 18 | 1 | 1 |  | FALSE | TRUE | -0.708 | 1 | FALSE
8 | 82 | GOD P5 18.000-1 | 0 | 0 | 18 | 1 | 1 |  | FALSE | TRUE | -0.708 | 1 | FALSE
9 | 86 | KERP P1 18.000-1 | -72 | 0 | 18 | 1 | 1 |  | FALSE | TRUE | -0.72 | 1 | FALSE
10 | 87 | KERP P2 18.000-1 | 0 | 0 | 18 | 1 | 1 |  | FALSE | TRUE | -0.72 | 1 | FALSE
11 | 103 | GYOR P3T 18.000-1 | 0 | 0 | 18 | 1 | 1 |  | FALSE | TRUE | -0.71 | 1 | FALSE
12 | 104 | GYOR P4T 18.000-1 | 0 | 0 | 18 | 1 | 1 |  | FALSE | TRUE | -0.71 | 1 | FALSE
13 | 113 | HEVI P1 30.000-1 | 0 | 0 | 30 | 1 | 1 |  | FALSE | TRUE | -0.72 | 1 | FALSE
14 | 114 | HEVI P2 30.000-1 | 0 | 0 | 30 | 1 | 1 |  | FALSE | TRUE | -0.72 | 1 | FALSE
15 | 124 | LITR PAT 18.000-1 | 0 | 0 | 18 | 1 | 1 |  | FALSE | TRUE | -0.708 | 1 | FALSE
16 | 125 | LITR PBT 18.000-1 | 0 | 0 | 18 | 1 | 1 |  | FALSE | TRUE | -0.708 | 1 | FALSE
17 | 129 | TORF P1 18.000-1 | 0 | 0 | 18 | 1 | 1 |  | FALSE | TRUE | -0.7 | 1 | FALSE
18 | 130 | TORF P2 18.000-1 | -70 | 0 | 18 | 1 | 1 |  | FALSE | TRUE | -0.7 | 1 | FALSE
19 | 209 | PECSOP1 18.000-1 | 0 | 0 | 18 | 1 | 1 |  | FALSE | TRUE | -0.708 | 1 | FALSE
20 | 210 | PECSOP2 18.000-1 | 0 | 0 | 18 | 1 | 1 |  | FALSE | TRUE | -0.708 | 1 | FALSE
21 | 218 | GKEL P1 18.000-1 | 0 | 0 | 18 | 1 | 1 |  | FALSE | TRUE | -0.72 | 1 | FALSE
22 | 219 | GKEL P2 18.000-1 | 0 | 0 | 18 | 1 | 1 |  | FALSE | TRUE | -0.72 | 1 | FALSE
23 | 227 | SAFA P1 18.000-1 | 0 | 0 | 18 | 1 | 1 |  | FALSE | TRUE | -0.708 | 1 | FALSE
24 | 228 | SAFA P2 18.000-1 | 0 | 0 | 18 | 1 | 1 |  | FALSE | TRUE | -0.708 | 1 | FALSE
25 | 233 | SAJI P1 18.000-1 | 0 | 0 | 18 | 1 | 1 |  | FALSE | TRUE | -0.72 | 1 | FALSE
26 | 234 | SAJI P2 18.000-1 | 0 | 0 | 18 | 1 | 1 |  | FALSE | TRUE | -0.72 | 1 | FALSE
27 | 247 | SZHO P1 18.000-1 | 0 | 0 | 18 | 1 | 1 |  | FALSE | TRUE | -0.72 | 1 | FALSE
28 | 248 | SZHO P2 18.000-1 | 0 | 0 | 18 | 1 | 1 |  | FALSE | TRUE | -0.72 | 1 | FALSE
29 | 253 | SZICSP1 18.000-1 | 0 | 0 | 18 | 1 | 1 |  | FALSE | TRUE | -0.72 | 1 | FALSE
30 | 254 | SZICSP2 18.000-1 | 0 | 0 | 18 | 1 | 1 |  | FALSE | TRUE | -0.72 | 1 | FALSE
31 | 256 | SZOL P6 18.000-1 | 0 | 0 | 18 | 1 | 1 |  | FALSE | TRUE | -0.7 | 1 | FALSE
32 | 257 | SZOL P7 18.000-1 | 0 | 0 | 18 | 1 | 1 |  | FALSE | TRUE | -0.7 | 1 | FALSE
33 | 281 | TOPN P1 18.000-1 | 0 | 0 | 18 | 1 | 1 |  | FALSE | TRUE | -0.71 | 1 | FALSE
34 | 282 | TOPN P2 18.000-1 | 0 | 0 | 18 | 1 | 1 |  | FALSE | TRUE | -0.71 | 1 | FALSE
35 | 314 | JOZS P1 18.000-1 | 0 | 0 | 18 | 1 | 1 |  | FALSE | TRUE | -0.72 | 1 | FALSE
36 | 315 | JOZS P2 18.000-1 | 0 | 0 | 18 | 1 | 1 |  | FALSE | TRUE | -0.72 | 1 | FALSE
37 | 319 | BUJ P1 18.000-1 | 0 | 0 | 18 | 1 | 1 |  | FALSE | TRUE | -0.72 | 1 | FALSE
38 | 320 | BUJ P2 18.000-1 | 0 | 0 | 18 | 1 | 1 |  | FALSE | TRUE | -0.72 | 1 | FALSE
39 | 328 | DEBD MSCDN 120.00-1 | 0 | 0 | 132 | 1 | 1 |  | FALSE | TRUE | 0.5 | 1 | TRUE
40 | 328 | DEBD MSCDN 120.00-2 | 0 | 0 | 132 | 1 | 1 |  | FALSE | TRUE | 0.5 | 1 | TRUE
41 | 328 | DEBD MSCDN 120.00-3 | 0 | 0 | 132 | 1 | 1 |  | FALSE | TRUE | 0.5 | 1 | TRUE
42 | 331 | BAKA P1 750.00-1 | 0 | 0 | 750 | 1 | 1 |  | FALSE | TRUE | -2.97 | 1 | TRUE
43 | 1957 | GKEL MSCDN 120.00-1 | 0 | 0 | 132 | 1 | 1 |  | FALSE | TRUE | 0.5 | 1 | TRUE
44 | 1957 | GKEL MSCDN 120.00-2 | 0 | 0 | 132 | 1 | 1 |  | FALSE | TRUE | 0.5 | 1 | TRUE
45 | 1957 | GKEL MSCDN 120.00-3 | 0 | 0 | 132 | 1 | 1 |  | FALSE | TRUE | 0.5 | 1 | TRUE
46 | 1957 | GKEL MSCDN 120.00-4 | 0 | 0 | 132 | 1 | 1 |  | FALSE | TRUE | 0.5 | 1 | TRUE

## svc
name | bus | x_l_ohm | x_cvar_ohm | set_vm_pu | thyristor_firing_angle_degree | controllable | in_service | min_angle_degree | max_angle_degree

## ssc
name | bus | r_ohm | x_ohm | vm_internal_pu | va_internal_degree | set_vm_pu | controllable | in_service

## vsc
name | bus | bus_dc | r_ohm | x_ohm | r_dc_ohm | pl_dc_mw | control_mode_ac | control_value_ac | control_mode_dc | control_value_dc | controllable | in_service | ref_bus

## ext_grid
| name | bus | vm_pu | va_degree | slack_weight | in_service | controllable | p_mw | sn_mva | min_p_mw | max_p_mw | min_q_mvar | max_q_mvar
0 | XBE_NA11 400.00-EQ | 2125 | 1.0305 | 0 | 1 | TRUE | TRUE | -105.8691 | 100 | -605.8691 | 394.1309 | -511.4369 | 488.5631
1 | XER_PE11 400.00-EQ | 2126 | 1.0268 | 0 | 1 | TRUE | TRUE | -757.7335 | 100 | -1257.7335 | -257.7335 | -388.5852 | 611.4148
2 | XER_PE12 400.00-EQ | 2127 | 1.0268 | 0 | 1 | TRUE | TRUE | -757.7335 | 100 | -1257.7335 | -257.7335 | -388.5852 | 611.4148
3 | XGO_LE11 400.00-EQ | 2128 | 1.0291 | 0 | 1 | TRUE | TRUE | -800.2294 | 100 | -1300.2294 | -300.2294 | -401.6165 | 598.3835
4 | XGY_GA11 400.00-EQ | 2129 | 1.0272 | 0 | 1 | TRUE | TRUE | -555.2992 | 100 | -1055.2992 | -55.2992 | -408.9316 | 591.0684
5 | XHE_CI12 400.00-EQ | 2130 | 1.0152 | 0 | 1 | TRUE | TRUE | -972.5535 | 100 | -1472.5535 | -472.5535 | -333.385 | 666.615
6 | XKI_MU21 220.00-EQ | 2131 | 1.0286 | 0 | 1 | TRUE | TRUE | -147.7143 | 100 | -647.7143 | 352.2857 | -472.0944 | 527.9056
7 | XNE_GY21 220.00-EQ | 2132 | 1.0515 | 0 | 1 | TRUE | TRUE | -138.4992 | 100 | -638.4992 | 361.5008 | -472.9053 | 527.0947
8 | XSA_AR11 400.00-EQ | 2133 | 1.0265 | 0 | 1 | TRUE | TRUE | -103.9065 | 100 | -603.9065 | 396.0935 | -526.3297 | 473.6703
9 | XSA_SU11 400.00-EQ | 2134 | 1.0219 | 0 | 1 | TRUE | TRUE | -409.7971 | 100 | -909.7971 | 90.2029 | -529.2592 | 470.7408
10 | XTI_MU21 220.00-EQ | 2135 | 1.0286 | 0 | 1 | TRUE | TRUE | -91.8166 | 100 | -591.8166 | 408.1834 | -489.6535 | 510.3465
11 | XWI_GY21 220.00-EQ | 2136 | 1.0473 | 0 | 1 | TRUE | TRUE | -194.3968 | 100 | -694.3968 | 305.6032 | -455.2963 | 544.7037
12 | XZE_HE12 400.00-EQ | 2137 | 1.0195 | 0 | 1 | TRUE | TRUE | -705.332 | 100 | -1205.332 | -205.332 | -389.6315 | 610.3685
13 | XZU_GY11 400.00-EQ | 2138 | 1.0102 | 0 | 1 | TRUE | TRUE | -812.0522 | 100 | -1312.0522 | -312.0522 | -524.4703 | 475.5297
14 | XZU_SZ11 400.00-EQ | 2139 | 1.01 | 0 | 1 | TRUE | TRUE | -513.0822 | 100 | -1013.0822 | -13.0822 | -499.9793 | 500.0207
15 | XGN_GA11 400.00-EQ | 2140 | 1.0273 | 0 | 1 | TRUE | TRUE | -754.2864 | 100 | -1254.2864 | -254.2864 | -438.9666 | 561.0334
16 | XSA_RI11 400.00-EQ | 2141 | 1.0172 | 0 | 1 | TRUE | TRUE | -589.4203 | 100 | -1089.4203 | -89.4203 | -450.9221 | 549.0779
17 | XBA_MU11 400.00-EQ | 2142 | 1.0075 | 0 | 1 | TRUE | TRUE | -641.6714 | 100 | -1141.6714 | -141.6714 | -624.0591 | 375.9409
18 | XJO_OR11 400.00-EQ | 2143 | 1.0267 | 0 | 1 | TRUE | TRUE | 44.4701 | 100 | -455.5299 | 544.4701 | -530.3531 | 469.6469
19 | XBA_ZA01 750.00-EQ | 2144 | 0.96027 | 0 | 1 | TRUE | TRUE | 187.0323 | 100 | -312.9677 | 687.0323 | -841.1204 | 158.8796
20 | XSA_SU12 400.00-EQ | 2145 | 1.0219 | 0 | 1 | TRUE | TRUE | -409.7971 | 100 | -909.7971 | 90.2029 | -529.2592 | 470.7408
21 | XGN_VD11 400.00-EQ | 2146 | 1.03 | 0 | 1 | TRUE | TRUE | -145.9971 | 100 | -645.9971 | 354.0029 | -504.6877 | 495.3123

## line
| name | std_type | from_bus | to_bus | length_km | r_ohm_per_km | x_ohm_per_km | c_nf_per_km | g_us_per_km | max_i_ka | df | parallel | type | in_service | geo
0 | AISA B 400.00-GOD K 400.00-1 |  | 0 | 75 | 1 | 1.4736 | 18.0656 | 836.021 | 0 | 3.0001 | 1 | 1 |  | TRUE | null
1 | AISA B 400.00-KERP B 400.00-1 |  | 0 | 88 | 1 | 0.9632 | 11.8032 | 545.981 | 0 | 3.0001 | 1 | 1 |  | TRUE | null
2 | AISA B 400.00-TORF B 400.00-1 |  | 0 | 127 | 1 | 2.936 | 33.0192 | 1117.8646 | 0 | 2.24 | 1 | 1 |  | TRUE | null
3 | AISA B 400.00-MART B 400.00-1 |  | 0 | 134 | 1 | 1.7216 | 20.5056 | 796.0134 | 0 | 2.24 | 1 | 1 |  | TRUE | null
4 | AISA B 400.00-SZICSB 400.00-1 |  | 0 | 251 | 1 | 1.3984 | 16.1488 | 611.9905 | 0 | 2.24 | 1 | 1 |  | TRUE | null
5 | AISA B 400.00-SZOL B 400.00-2 |  | 0 | 259 | 1 | 0.79117 | 14.2572 | 620.0279 | 0 | 2.24 | 1 | 1 |  | TRUE | null
6 | ALBF 1 220.00-ALBF 2 220.00-*S |  | 1 | 2 | 1 | 0.00484 | 0.04356 | 0 | 0 | 1000000 | 1 | 1 |  | TRUE | null
7 | ALBF 1 220.00-DUME B1 220.00-1 |  | 1 | 44 | 1 | 0.60016 | 5.31 | 210.0582 | 0 | 2.24 | 1 | 1 |  | TRUE | null
8 | ALBF 2 220.00-DUME B1 220.00-2 |  | 2 | 44 | 1 | 0.60016 | 5.31 | 210.0582 | 0 | 2.24 | 1 | 1 |  | TRUE | null
9 | ALBF B1 120.00-ALBF B2 120.00-*S |  | 3 | 4 | 1 | 0 | 0.01 | 0 | 0 | 3.149 | 1 | 1 |  | TRUE | null
10 | ALBF B1 120.00-ALBF K1 120.00-*S |  | 3 | 5 | 1 | 0 | 0.01 | 0 | 0 | 3.149 | 1 | 1 |  | TRUE | null
11 | ALBF B1 120.00-ROZS GY1 120.00-1 |  | 3 | 578 | 1 | 0.9 | 4.92 | 177.9441 | 0 | 1.12 | 1 | 1 |  | TRUE | null
12 | ALBF B1 120.00-ORME B 120.00-1 |  | 3 | 613 | 1 | 0.128 | 0.33 | 406.9503 | 0 | 0.49999 | 1 | 1 |  | TRUE | null
13 | ALBF B2 120.00-ALBF K2 120.00-*S |  | 4 | 6 | 1 | 0 | 0.01 | 0 | 0 | 3.149 | 1 | 1 |  | TRUE | null
14 | ALBF B2 120.00-ALBF P2 120.00-SF |  | 4 | 8 | 1 | 0 | 8.0001 | 0 | 0 | 1000000 | 1 | 1 |  | TRUE | null
15 | ALBF B2 120.00-CSEP K 120.00-1 |  | 4 | 496 | 1 | 0.2 | 0.96 | 40.894 | 0 | 1.08 | 1 | 1 |  | TRUE | null
16 | ALBF K1 120.00-ALBF K2 120.00-*S |  | 5 | 6 | 1 | 0 | 0.01 | 0 | 0 | 3.149 | 1 | 1 |  | TRUE | null
17 | ALBF K1 120.00-DIOS B 120.00-1 |  | 5 | 501 | 1 | 0.51 | 2.43 | 110.9664 | 0 | 1.14 | 1 | 1 |  | TRUE | null
18 | ALBF K1 120.00-KFOL K2 120.00-1 |  | 5 | 544 | 1 | 0.22 | 0.57 | 679.9453 | 0 | 0.49999 | 1 | 1 |  | TRUE | null
19 | ALBF K1 120.00-KFOL K2 120.00-2 |  | 5 | 544 | 1 | 0.287 | 0.5515 | 1065.0118 | 0 | 0.80002 | 1 | 1 |  | TRUE | null
20 | ALBF K2 120.00-ALBF P1 120.00-SF |  | 6 | 7 | 1 | 0 | 8.0001 | 0 | 0 | 1000000 | 1 | 1 |  | TRUE | null
21 | ALBF K2 120.00-NEPL K 120.00-1 |  | 6 | 564 | 1 | 0.56 | 2.67 | 122.0188 | 0 | 1.14 | 1 | 1 |  | TRUE | null
22 | BICSDB 120.00-BICSDK 120.00-*S |  | 11 | 13 | 1 | 0 | 0.01 | 0 | 0 | 3.149 | 1 | 1 |  | TRUE | null
23 | BANH K 120.00-BICSDB 120.00-1 |  | 11 | 638 | 1 | 4.24 | 14.8599 | 320.0783 | 0 | 0.57013 | 1 | 1 |  | TRUE | null
24 | BICS GY1 120.00-BICSDB 120.00-1 |  | 11 | 640 | 1 | 0.17 | 0.57 | 9.9472 | 0 | 0.71 | 1 | 1 |  | TRUE | null
25 | BICSDB 120.00-GYMETP1 120.00-1 |  | 11 | 662 | 1 | 2.1476 | 7.2541 | 164.9022 | 0 | 0.56999 | 1 | 1 |  | TRUE | null
26 | BICSDB 400.00-GONYUB 400.00-1 |  | 12 | 91 | 1 | 3.088 | 33.7584 | 1229.9892 | 0 | 2.24 | 1 | 1 |  | TRUE | null
27 | BICSDB 400.00-MART B 400.00-1 |  | 12 | 134 | 1 | 0.512 | 5.7408 | 413.9421 | 0 | 2.24 | 1 | 1 |  | TRUE | null
28 | BIAT GY1 120.00-BICSDK 120.00-1 |  | 13 | 487 | 1 | 2.19 | 7.68 | 160.0391 | 0 | 1 | 1 | 1 |  | TRUE | null
29 | BICSDK 120.00-PATY GY1 120.00-1 |  | 13 | 1923 | 1 | 2.824 | 9.835 | 209.9961 | 0 | 1 | 1 | 1 |  | TRUE | null
30 | BEKO B 400.00-SAFA K 400.00-1 |  | 16 | 224 | 1 | 2.6096 | 29.08 | 1013.996 | 0 | 2.24 | 1 | 1 |  | TRUE | null
31 | BEKO B 400.00-SZOL B 400.00-1 |  | 16 | 259 | 1 | 3.1184 | 38.6224 | 1201.9978 | 0 | 2.24 | 1 | 1 |  | TRUE | null
32 | BEKO B 400.00-XBE_NA11 400.00-1 |  | 16 | 2125 | 1 | 1.79 | 17.82 | 611.4534 | 0 | 1.9999 | 1 | 1 |  | TRUE | null
33 | BEKO B 400.00-XBE_NA12 400.00-2 |  | 16 | 2147 | 1 | 1.79 | 17.82 | 611.4534 | 0 | 1.9999 | 1 | 1 |  | TRUE | null
34 | BEKO B 120.00-BEKO K 120.00-*S |  | 19 | 20 | 1 | 0 | 0.009936 | 0 | 0 | 3.149 | 1 | 1 |  | TRUE | null
35 | BCSA B 120.00-BEKO B 120.00-2 |  | 19 | 421 | 1 | 0.18994 | 1.3401 | 64.1041 | 0 | 1.1201 | 1 | 1 |  | TRUE | null
36 | BEKO B 120.00-BEKS GY1 120.00-1 |  | 19 | 427 | 1 | 1.6445 | 5.6333 | 122.2398 | 0 | 1 | 1 | 1 |  | TRUE | null
37 | BEKO B 120.00-SZARVK1 120.00-1 |  | 19 | 909 | 1 | 4.824 | 16.8624 | 358.0986 | 0 | 0.99978 | 1 | 1 |  | TRUE | null
38 | BCSA K 120.00-BEKO K 120.00-1 |  | 20 | 422 | 1 | 0.18994 | 1.3401 | 64.1041 | 0 | 1.1201 | 1 | 1 |  | TRUE | null
39 | DEBR P1 220.00-SAJO B 220.00-1 |  | 23 | 236 | 1 | 5.2398 | 27.95 | 560.0018 | 0 | 0.63999 | 1 | 1 |  | TRUE | null
40 | DEBR B 120.00-DEBR K 120.00-*S |  | 24 | 25 | 1 | 0 | 0.01 | 0 | 0 | 3.149 | 1 | 1 |  | TRUE | null
41 | DEBR B 120.00-JOZS B 120.00-1 |  | 24 | 312 | 1 | 0.39 | 3.79 | 120.0294 | 0 | 1.12 | 1 | 1 |  | TRUE | null
42 | DBIPTK2 120.00-DEBR B 120.00-T2 |  | 24 | 862 | 1 | 0.45 | 1.59 | 34.0415 | 0 | 1 | 1 | 1 |  | TRUE | null
43 | DEBE 120.00-DEBR B 120.00-2 |  | 24 | 867 | 1 | 0.1252 | 0.43455 | 9.5051 | 0 | 0.56999 | 1 | 1 |  | TRUE | null
44 | DEBR B 120.00-DKOZPP1 120.00-1 |  | 24 | 868 | 1 | 0.6 | 0.65 | 503.1065 | 0 | 0.45601 | 1 | 1 |  | TRUE | null
45 | DEBR B 120.00-DMGM GY1 120.00-1 |  | 24 | 870 | 1 | 0.89 | 3.11 | 66.0935 | 0 | 0.42801 | 1 | 1 |  | TRUE | null
46 | DDEL GY1 120.00-DEBR K 120.00-1 |  | 25 | 864 | 1 | 2.577 | 9.021 | 191.428 | 0 | 0.56999 | 1 | 1 |  | TRUE | null
47 | DEBR K 120.00-DKOZPP2 120.00-2 |  | 25 | 869 | 1 | 0.6 | 0.65 | 503.1065 | 0 | 0.45601 | 1 | 1 |  | TRUE | null
50 | DETK B 220.00-MATREP4 220.00-4 |  | 28 | 140 | 1 | 0.2057 | 1.4501 | 32.0941 | 0 | 0.90001 | 1 | 1 |  | TRUE | null
52 | DETK B 220.00-SAJO B 220.00-1 |  | 28 | 236 | 1 | 6.0398 | 26.8601 | 608.0113 | 0 | 1 | 1 | 1 |  | TRUE | null
53 | DETK B 220.00-SZOL B 220.00-1 |  | 28 | 260 | 1 | 3.69 | 27.09 | 550.0053 | 0 | 0.90001 | 1 | 1 |  | TRUE | null
54 | DETK B 220.00-SZHL B 220.00-1 |  | 28 | 283 | 1 | 2.2603 | 11.7757 | 323.9658 | 0 | 1.2 | 1 | 1 |  | TRUE | null
55 | DETK B 220.00-ZUGL B 220.00-1 |  | 28 | 288 | 1 | 7.0998 | 30.9199 | 704.0305 | 0 | 1.2001 | 1 | 1 |  | TRUE | null
56 | DETK B 220.00-ZUGL B 220.00-2 |  | 28 | 288 | 1 | 6.7402 | 35.0798 | 724.0235 | 0 | 1.2001 | 1 | 1 |  | TRUE | null
57 | DETK B 120.00-DETK K 120.00-*S |  | 29 | 30 | 1 | 0 | 0.01 | 0 | 0 | 3.149 | 1 | 1 |  | TRUE | null
58 | DETK B 120.00-MATREP2 120.00-2 |  | 29 | 143 | 1 | 0.22997 | 1.1601 | 47.9675 | 0 | 0.59996 | 1 | 1 |  | TRUE | null
59 | DETK B 120.00-MATREP67 120.00-1 |  | 29 | 144 | 1 | 0.22997 | 1.1601 | 47.9675 | 0 | 0.59996 | 1 | 1 |  | TRUE | null
60 | DETK B 120.00-EGER K1 120.00-1 |  | 29 | 787 | 1 | 4.14 | 12.43 | 280.9527 | 0 | 0.562 | 1 | 1 |  | TRUE | null
61 | DETK B 120.00-HALM GY1 120.00-1 |  | 29 | 795 | 1 | 0.171 | 0.628 | 13.0419 | 0 | 0.49999 | 1 | 1 |  | TRUE | null
62 | DETK B 120.00-NBAT K 120.00-1 |  | 29 | 818 | 1 | 4.86 | 16.41 | 374.0141 | 0 | 0.42801 | 1 | 1 |  | TRUE | null
63 | DETK K 120.00-MATREP1 120.00-67 |  | 30 | 142 | 1 | 0.22997 | 1.1601 | 47.9675 | 0 | 0.59996 | 1 | 1 |  | TRUE | null
64 | DETK K 120.00-HEVE GY1 120.00-1 |  | 30 | 799 | 1 | 2.92 | 10.03 | 221.0485 | 0 | 0.42801 | 1 | 1 |  | TRUE | null
65 | DETK K 120.00-RECSTGY1 120.00-T |  | 30 | 828 | 1 | 2.14 | 7.22 | 164.9022 | 0 | 0.42801 | 1 | 1 |  | TRUE | null
66 | DETK 62 6.0000-DETK PV 6.0000-BV |  | 34 | 1086 | 1 | 3.6e-06 | 3.24e-05 | 0 | 0 | 2.3094 | 1 | 1 |  | TRUE | null
67 | DUJV P1 220.00-DUME B1 220.00-1 |  | 36 | 44 | 1 | 2.8101 | 19.9302 | 432.0202 | 0 | 0.90001 | 1 | 1 |  | TRUE | null
68 | DUJV P2 220.00-DUME B1 220.00-2 |  | 37 | 44 | 1 | 2.8101 | 19.9302 | 432.0202 | 0 | 0.90001 | 1 | 1 |  | TRUE | null
69 | DUJV B 120.00-DUJV K 120.00-*S |  | 38 | 39 | 1 | 0 | 0.01 | 0 | 0 | 3.149 | 1 | 1 |  | TRUE | null
70 | DUJV B 120.00-PERK K 120.00-1 |  | 38 | 66 | 1 | 2.1488 | 7.2706 | 164.6812 | 0 | 0.56999 | 1 | 1 |  | TRUE | null
71 | DUJD GY1 120.00-DUJV B 120.00-1 |  | 38 | 355 | 1 | 0.63 | 2.2 | 47.0833 | 0 | 0.56999 | 1 | 1 |  | TRUE | null
72 | DUJO1K1 120.00-DUJV B 120.00-1 |  | 38 | 356 | 1 | 0.14 | 0.49 | 9.9472 | 0 | 0.56999 | 1 | 1 |  | TRUE | null
73 | DUJV B 120.00-DUJV2K1 120.00-1 |  | 38 | 363 | 1 | 0.74 | 2.37 | 49.957 | 0 | 0.49999 | 1 | 1 |  | TRUE | null
74 | DUJV B 120.00-KONV GY2 120.00-1 |  | 38 | 377 | 1 | 0.03 | 0.2 | 5.0841 | 0 | 1.12 | 1 | 1 |  | TRUE | null
75 | DUJV B 120.00-RACK GY1 120.00-1 |  | 38 | 571 | 1 | 4.28 | 13.13 | 278.0791 | 0 | 0.49999 | 1 | 1 |  | TRUE | null
76 | DUJV K 120.00-DUJV PGM 120.00-1 |  | 39 | 42 | 1 | 0.00144 | 0.20002 | 0 | 0 | 1000000 | 1 | 1 |  | TRUE | null
77 | DUJO2K1 120.00-DUJV K 120.00-1 |  | 39 | 357 | 1 | 0.15 | 0.53 | 11.0524 | 0 | 0.56999 | 1 | 1 |  | TRUE | null
78 | DUJV K 120.00-KONV GY1 120.00-2 |  | 39 | 376 | 1 | 0.03 | 0.2 | 5.0841 | 0 | 1.12 | 1 | 1 |  | TRUE | null
79 | DUJV K 120.00-SARB K1 120.00-1 |  | 39 | 394 | 1 | 2.83 | 9.91 | 209.9961 | 0 | 0.56999 | 1 | 1 |  | TRUE | null
80 | DUJV K 120.00-SZAL GY1 120.00-1 |  | 39 | 468 | 1 | 3.11 | 9.45 | 223.9222 | 0 | 0.62498 | 1 | 1 |  | TRUE | null
81 | DUME B1 220.00-DUME P7T 220.00-1 |  | 44 | 59 | 1 | 0.00484 | 0.19989 | 0 | 0 | 1000000 | 1 | 1 |  | TRUE | null
82 | DUME B1 220.00-DUME P8T 220.00-1 |  | 44 | 60 | 1 | 0.00484 | 0.19989 | 0 | 0 | 1000000 | 1 | 1 |  | TRUE | null
83 | DUME B1 220.00-DUME P15 220.00-1 |  | 44 | 61 | 1 | 0.00484 | 0.19989 | 0 | 0 | 1000000 | 1 | 1 |  | TRUE | null
84 | DUME B1 220.00-MART P1 220.00-1 |  | 44 | 135 | 1 | 0.42011 | 3.0298 | 64.0566 | 0 | 1.12 | 1 | 1 |  | TRUE | null
85 | DUME B1 220.00-MART P2 220.00-2 |  | 44 | 136 | 1 | 0.42011 | 3.0298 | 64.0566 | 0 | 1.12 | 1 | 1 |  | TRUE | null
86 | DUME B1 220.00-OCSA 1 220.00-1 |  | 44 | 161 | 1 | 1.6901 | 8.7798 | 331.9893 | 0 | 1.14 | 1 | 1 |  | TRUE | null
87 | DUME B1 220.00-OCSA 1 220.00-2 |  | 44 | 161 | 1 | 1.6901 | 8.7798 | 331.9893 | 0 | 1.14 | 1 | 1 |  | TRUE | null
88 | DUME B1 220.00-OROE P1 220.00-1 |  | 44 | 165 | 1 | 2.8183 | 21.1421 | 625.9656 | 0 | 1.3 | 1 | 1 |  | TRUE | null
89 | DUME B1 120.00-DUME B2 120.00-*S |  | 45 | 46 | 1 | 0 | 0.01 | 0 | 0 | 3.149 | 1 | 1 |  | TRUE | null
90 | DUME B1 120.00-DUME K1 120.00-*S |  | 45 | 47 | 1 | 0 | 0.01 | 0 | 0 | 3.149 | 1 | 1 |  | TRUE | null
91 | DUME B1 120.00-SZICSB 120.00-2 |  | 45 | 252 | 1 | 0.478 | 2.28 | 101.9034 | 0 | 1.14 | 1 | 1 |  | TRUE | null
92 | DUME B1 120.00-DUNAPP1 120.00-1 |  | 45 | 340 | 1 | 0.099936 | 0.20002 | 0 | 0 | 0.49989 | 1 | 1 |  | TRUE | null
93 | DUME B1 120.00-MOL1 GY2 120.00-2 |  | 45 | 560 | 1 | 0.54 | 1.82 | 40.894 | 0 | 0.57013 | 1 | 1 |  | TRUE | null
94 | DUME B2 120.00-DUME K2 120.00-*S |  | 46 | 48 | 1 | 0 | 0.01 | 0 | 0 | 3.149 | 1 | 1 |  | TRUE | null
95 | DUME B2 120.00-ROZS GY1 120.00-1 |  | 46 | 578 | 1 | 0.83 | 4.61 | 164.018 | 0 | 1.12 | 1 | 1 |  | TRUE | null
96 | DUME K1 120.00-DUME K2 120.00-*S |  | 47 | 48 | 1 | 0 | 0.01 | 0 | 0 | 3.149 | 1 | 1 |  | TRUE | null
97 | DUME K1 120.00-SZICSK 120.00-1 |  | 47 | 255 | 1 | 0.478 | 2.28 | 101.9034 | 0 | 1.14 | 1 | 1 |  | TRUE | null
98 | BARA GY1 120.00-DUME K1 120.00-1 |  | 47 | 639 | 1 | 2.98 | 10.44 | 221.9327 | 0 | 0.56999 | 1 | 1 |  | TRUE | null
99 | DUME K2 120.00-ERD GY1 120.00-1 |  | 48 | 513 | 1 | 0.38 | 1.79 | 82.009 | 0 | 1.14 | 1 | 1 |  | TRUE | null
100 | DUME K2 120.00-MOL1 GY1 120.00-1 |  | 48 | 559 | 1 | 0.54 | 1.82 | 40.894 | 0 | 0.57013 | 1 | 1 |  | TRUE | null
101 | MART B 400.00-PERK B 400.00-1 |  | 62 | 134 | 1 | 0.6944 | 11.0576 | 426.018 | 0 | 3.15 | 1 | 1 |  | TRUE | null
102 | BIRT B 400.00-PERK B 400.00-1 |  | 62 | 199 | 1 | 1.1152 | 17.7536 | 682.9538 | 0 | 3.1494 | 1 | 1 |  | TRUE | null
103 | PERK B 120.00-PERK K 120.00-*S |  | 63 | 66 | 1 | 0 | 0.01 | 0 | 0 | 3.149 | 1 | 1 |  | TRUE | null
104 | DUJD GY1 120.00-PERK B 120.00-1 |  | 63 | 355 | 1 | 2.779 | 9.471 | 211.9855 | 0 | 0.56999 | 1 | 1 |  | TRUE | null
105 | DUJVEK1 120.00-PERK B 120.00-1 |  | 63 | 362 | 1 | 2.1918 | 6.9723 | 140.8079 | 0 | 0.49999 | 1 | 1 |  | TRUE | null
106 | IVAN B 120.00-PERK B 120.00-2 |  | 63 | 408 | 1 | 1.684 | 5.948 | 135.0607 | 0 | 0.659 | 1 | 1 |  | TRUE | null
107 | PERK K 120.00-SZEH K1 120.00-1 |  | 66 | 401 | 1 | 0.8214 | 2.575 | 49.957 | 0 | 0.85015 | 1 | 1 |  | TRUE | null
108 | IVAN K 120.00-PERK K 120.00-1 |  | 66 | 409 | 1 | 1.684 | 5.948 | 135.0607 | 0 | 0.659 | 1 | 1 |  | TRUE | null
109 | CECE B 120.00-PERK K 120.00-1 |  | 66 | 2112 | 1 | 1.8539 | 9.462 | 372.6878 | 0 | 1.246 | 1 | 1 |  | TRUE | null
110 | FZSO B 400.00-SAJI B 400.00-1 |  | 68 | 230 | 1 | 0.8192 | 9.72 | 308.0046 | 0 | 1.9999 | 1 | 1 |  | TRUE | null
111 | FZSO B 400.00-SAJI B 400.00-2 |  | 68 | 230 | 1 | 0.87591 | 10.3929 | 329.3314 | 0 | 1.9999 | 1 | 1 |  | TRUE | null
112 | FZSO B 400.00-SAJO B 400.00-1 |  | 68 | 235 | 1 | 0.72 | 8.4496 | 267.9771 | 0 | 2.24 | 1 | 1 |  | TRUE | null
113 | FZSO B 400.00-SAJO B 400.00-2 |  | 68 | 235 | 1 | 0.72 | 8.44 | 267.9771 | 0 | 2.24 | 1 | 1 |  | TRUE | null
114 | FZSO B 120.00-FZSO K 120.00-*S |  | 69 | 70 | 1 | 0 | 0.01 | 0 | 0 | 3.149 | 1 | 1 |  | TRUE | null
115 | BVK K 120.00-FZSO B 120.00-1 |  | 69 | 782 | 1 | 3.33 | 10.68 | 299.9629 | 0 | 0.49999 | 1 | 1 |  | TRUE | null
116 | ENCS K2 120.00-FZSO B 120.00-1 |  | 69 | 790 | 1 | 5.44 | 15.25 | 343.0673 | 0 | 0.659 | 1 | 1 |  | TRUE | null
117 | FZSO B 120.00-MDEL K1 120.00-1 |  | 69 | 809 | 1 | 1.85 | 6.26 | 143.0184 | 0 | 0.62301 | 1 | 1 |  | TRUE | null
118 | FZSO B 120.00-SZIK K1 120.00-1 |  | 69 | 1812 | 1 | 1.261 | 4.269 | 97.0403 | 0 | 0.42801 | 1 | 1 |  | TRUE | null
119 | DUSN B 120.00-FZSO K 120.00-1 |  | 70 | 783 | 1 | 2.083 | 7.033 | 160.0391 | 0 | 0.42801 | 1 | 1 |  | TRUE | null
120 | ENCS K1 120.00-FZSO K 120.00-2 |  | 70 | 789 | 1 | 5.44 | 15.24 | 343.0673 | 0 | 0.659 | 1 | 1 |  | TRUE | null
121 | FZSO K 120.00-NYEK GY1 120.00-1 |  | 70 | 820 | 1 | 2.15 | 7.25 | 164.9022 | 0 | 0.99978 | 1 | 1 |  | TRUE | null
122 | FZSO K 120.00-SKER GY1 120.00-1 |  | 70 | 2065 | 1 | 1.3 | 4.38 | 99.9139 | 0 | 0.56999 | 1 | 1 |  | TRUE | null
124 | GOD B 400.00-GOD K 400.00-*S |  | 74 | 75 | 1 | 0 | 0.1104 | 0 | 0 | 1000000 | 1 | 1 |  | TRUE | null
125 | GKEL B 400.00-GOD B 400.00-1 |  | 74 | 216 | 1 | 0.0496 | 0.6096 | 28.1903 | 0 | 2.24 | 1 | 1 |  | TRUE | null
126 | GKEL B 400.00-GOD B 400.00-2 |  | 74 | 216 | 1 | 0.056 | 0.584 | 24.2512 | 0 | 2.34 | 1 | 1 |  | TRUE | null
127 | GOD K 400.00-XGO_LE11 400.00-1 |  | 75 | 2128 | 1 | 2.5117 | 27.9536 | 999.2941 | 0 | 2 | 1 | 1 |  | TRUE | null
128 | GOD B1 120.00-GOD B2 120.00-*S |  | 76 | 77 | 1 | 0 | 0.01 | 0 | 0 | 3.149 | 1 | 1 |  | TRUE | null
129 | GOD B1 120.00-GOD K1 120.00-*S |  | 76 | 78 | 1 | 0 | 0.01 | 0 | 0 | 3.149 | 1 | 1 |  | TRUE | null
130 | ADAT 1 120.00-GOD B1 120.00-1 |  | 76 | 338 | 1 | 0.048816 | 0.074736 | 46.8623 | 0 | 1000000 | 1 | 1 |  | TRUE | null
131 | ADAT 2 120.00-GOD B1 120.00-2 |  | 76 | 339 | 1 | 0.048816 | 0.074736 | 46.8623 | 0 | 1000000 | 1 | 1 |  | TRUE | null
132 | GOD B1 120.00-POMZ K 120.00-1 |  | 76 | 570 | 1 | 0.76 | 3.62 | 166.0074 | 0 | 0.85501 | 1 | 1 |  | TRUE | null
133 | GOD B1 120.00-SZOD GY1 120.00-1 |  | 76 | 591 | 1 | 0.65 | 2.02 | 40.894 | 0 | 0.49999 | 1 | 1 |  | TRUE | null
134 | GOD B2 120.00-GOD K2 120.00-*S |  | 77 | 79 | 1 | 0 | 0.01 | 0 | 0 | 3.149 | 1 | 1 |  | TRUE | null
136 | DUKETGY2 120.00-GOD B2 120.00-T2 |  | 77 | 506 | 1 | 0.37 | 2.43 | 62.9988 | 0 | 0.89999 | 1 | 1 |  | TRUE | null
137 | GOD B2 120.00-KAPM GY1 120.00-1 |  | 77 | 530 | 1 | 0.77 | 3.8 | 173.081 | 0 | 0.96802 | 1 | 1 |  | TRUE | null
138 | GOD K1 120.00-GOD K2 120.00-*S |  | 78 | 79 | 1 | 0 | 0.01 | 0 | 0 | 3.149 | 1 | 1 |  | TRUE | null
139 | GOD K1 120.00-KDUL K 120.00-1 |  | 78 | 534 | 1 | 1.41 | 6.67 | 305.9312 | 0 | 0.85501 | 1 | 1 |  | TRUE | null
140 | GOD K1 120.00-VAC K 120.00-1 |  | 78 | 601 | 1 | 2.47 | 7.68 | 156.0603 | 0 | 0.49999 | 1 | 1 |  | TRUE | null
141 | GKEL F1 120.00-GOD K2 120.00-1 |  | 79 | 221 | 1 | 0.2 | 0.723 | 19.8944 | 0 | 0.56999 | 1 | 1 |  | TRUE | null
142 | DUKETGY1 120.00-GOD K2 120.00-T1 |  | 79 | 505 | 1 | 0.37 | 2.43 | 62.9988 | 0 | 0.89999 | 1 | 1 |  | TRUE | null
143 | GOD K2 120.00-UJPETGY2 120.00-T2 |  | 79 | 597 | 1 | 0.89 | 4.4 | 200.0489 | 0 | 0.96802 | 1 | 1 |  | TRUE | null
144 | KERP B 120.00-KERP K 120.00-*S |  | 83 | 84 | 1 | 0 | 0.01 | 0 | 0 | 3.149 | 1 | 1 |  | TRUE | null
145 | GODO B1 120.00-KERP B 120.00-2 |  | 83 | 521 | 1 | 0.695 | 2.34 | 53.0517 | 0 | 1 | 1 | 1 |  | TRUE | null
146 | KERP B 120.00-PECL GY1 120.00-1 |  | 83 | 565 | 1 | 0.574 | 1.103 | 2130.0236 | 0 | 0.80002 | 1 | 1 |  | TRUE | null
147 | KERP B 120.00-RKER GY1 120.00-2 |  | 83 | 576 | 1 | 0.989 | 3.327 | 74.9355 | 0 | 0.71 | 1 | 1 |  | TRUE | null
148 | GODO K1 120.00-KERP K 120.00-1 |  | 84 | 522 | 1 | 0.695 | 2.339 | 53.0517 | 0 | 1 | 1 | 1 |  | TRUE | null
149 | KERP K 120.00-RKER GY2 120.00-1 |  | 84 | 577 | 1 | 0.992 | 3.34 | 76.0407 | 0 | 0.71 | 1 | 1 |  | TRUE | null
150 | KERP B 220.00-OCSA 1 220.00-1 |  | 85 | 161 | 1 | 1.8407 | 9.6229 | 364.478 | 0 | 0.95599 | 1 | 1 |  | TRUE | null
151 | KERP B 220.00-ZUGL B 220.00-1 |  | 85 | 288 | 1 | 1.1984 | 6.2639 | 237.2855 | 0 | 0.95599 | 1 | 1 |  | TRUE | null
152 | KERP B 220.00-ZUGL K 220.00-2 |  | 85 | 289 | 1 | 1.1984 | 6.2639 | 237.2855 | 0 | 0.95599 | 1 | 1 |  | TRUE | null
153 | GKEL B 400.00-KERP B 400.00-1 |  | 88 | 216 | 1 | 0.4864 | 5.9584 | 275.4972 | 0 | 2.24 | 1 | 1 |  | TRUE | null
154 | GONYEP1 400.00-GONYUB 400.00-1 |  | 91 | 93 | 1 | 0.0896 | 0.4496 | 32.0498 | 0 | 0.86603 | 1 | 1 |  | TRUE | null
155 | GONYUB 400.00-GYOR B 400.00-1 |  | 91 | 94 | 1 | 0.424 | 4.6272 | 169.9974 | 0 | 2.24 | 1 | 1 |  | TRUE | null
156 | GONYUB 400.00-XGN_GA11 400.00-1 |  | 91 | 2140 | 1 | 0.755 | 9.423 | 436.7212 | 0 | 2 | 1 | 1 |  | TRUE | null
157 | GONYUB 400.00-XGN_VD11 400.00-1 |  | 91 | 2146 | 1 | 2.158 | 26.8779 | 1259.7512 | 0 | 2 | 1 | 1 |  | TRUE | null
158 | GYOR B 400.00-GYOR K 400.00-*S |  | 94 | 95 | 1 | 0 | 0.11111 | 0 | 0 | 1000000 | 1 | 1 |  | TRUE | null
159 | GYOR B 400.00-GYOR PB2 400.00-*S |  | 94 | 96 | 1 | 0 | 0.11111 | 0 | 0 | 1000000 | 1 | 1 |  | TRUE | null
160 | GYOR K 400.00-VADO PV 400.00-1 |  | 95 | 955 | 1 | 1.7584 | 19.896 | 1115.7358 | 0 | 2.24 | 1 | 1 |  | TRUE | null
161 | GYOR K 400.00-XZU_GY11 400.00-1 |  | 95 | 2138 | 1 | 1.488 | 20.888 | 816.0073 | 0 | 2 | 1 | 1 |  | TRUE | null
162 | GYOR PB2 400.00-LITR B 400.00-1 |  | 96 | 121 | 1 | 2.128 | 24.4704 | 806.0004 | 0 | 2.24 | 1 | 1 |  | TRUE | null
163 | GYOR PB2 400.00-XGY_GA11 400.00-1 |  | 96 | 2129 | 1 | 1.13 | 13.66 | 488.168 | 0 | 2 | 1 | 1 |  | TRUE | null
164 | GYOR B 220.00-OROE P1 220.00-1 |  | 97 | 165 | 1 | 1.4331 | 15.4459 | 554.017 | 0 | 1.3 | 1 | 1 |  | TRUE | null
165 | GYOR B 220.00-XNE_GY21 220.00-1 |  | 97 | 2132 | 1 | 6.65 | 34.21 | 732.9677 | 0 | 0.8 | 1 | 1 |  | TRUE | null
166 | GYOR B 220.00-XWI_GY21 220.00-1 |  | 97 | 2136 | 1 | 9.98 | 51.3301 | 1086.9888 | 0 | 0.8 | 1 | 1 |  | TRUE | null
167 | GYOR B 120.00-GYOR K 120.00-*S |  | 98 | 99 | 1 | 0 | 0.01 | 0 | 0 | 3.149 | 1 | 1 |  | TRUE | null
168 | GYOR B 120.00-GYOR P5T 120.00-SF |  | 98 | 108 | 1 | 1.44e-05 | 8.0001 | 0 | 0 | 1000000 | 1 | 1 |  | TRUE | null
169 | AUDI GY2 120.00-GYOR B 120.00-1 |  | 98 | 619 | 1 | 0.20995 | 0.33998 | 489.8435 | 0 | 0.60622 | 1 | 1 |  | TRUE | null
170 | CSOR GY1 120.00-GYOR B 120.00-1 |  | 98 | 645 | 1 | 4.72 | 16.52 | 387.9402 | 0 | 0.56999 | 1 | 1 |  | TRUE | null
171 | GYOR B 120.00-GYRE B 120.00-1 |  | 98 | 654 | 1 | 0.12 | 0.43 | 36.0309 | 0 | 0.85602 | 1 | 1 |  | TRUE | null
172 | GYOR B 120.00-NASZTGY1 120.00-T1 |  | 98 | 694 | 1 | 1.8963 | 6.47 | 145.892 | 0 | 0.56999 | 1 | 1 |  | TRUE | null
173 | GYOR B 120.00-REPC 120.00-1 |  | 98 | 708 | 1 | 8.85 | 29.85 | 675.0822 | 0 | 0.56999 | 1 | 1 |  | TRUE | null
174 | GYIP GY1 120.00-GYOR B 120.00-1 |  | 98 | 756 | 1 | 0.265 | 0.726 | 139.0395 | 0 | 0.56999 | 1 | 1 |  | TRUE | null
175 | BOENYP1 120.00-GYOR B 120.00-1 |  | 98 | 758 | 1 | 0.045072 | 0.74002 | 38.0203 | 0 | 0.80011 | 1 | 1 |  | TRUE | null
176 | GYOR AKU 120.00-GYOR B 120.00-*S |  | 98 | 1911 | 1 | 0 | 0.00144 | 0 | 0 | 0.24056 | 1 | 1 |  | TRUE | null
177 | GYOR K 120.00-GYOR P3T 120.00-SF |  | 99 | 100 | 1 | 1.44e-05 | 8.0001 | 0 | 0 | 1000000 | 1 | 1 |  | TRUE | null
178 | GYOR K 120.00-GYOR P4T 120.00-SF |  | 99 | 101 | 1 | 1.44e-05 | 8.0001 | 0 | 0 | 1000000 | 1 | 1 |  | TRUE | null
180 | AUDI GY1 120.00-GYOR K 120.00-2 |  | 99 | 618 | 1 | 0.20995 | 0.33998 | 490.0646 | 0 | 0.60622 | 1 | 1 |  | TRUE | null
181 | GYOR K 120.00-GYRE K 120.00-2 |  | 99 | 655 | 1 | 0.12 | 0.43 | 36.0309 | 0 | 0.85602 | 1 | 1 |  | TRUE | null
182 | GYOR K 120.00-KIMMTGY1 120.00-T1 |  | 99 | 674 | 1 | 6.81 | 16.9101 | 349.9198 | 0 | 0.56999 | 1 | 1 |  | TRUE | null
183 | GYOR K 120.00-NASZTGY2 120.00-T2 |  | 99 | 695 | 1 | 1.8963 | 6.47 | 145.892 | 0 | 0.56999 | 1 | 1 |  | TRUE | null
184 | GYOR K 120.00-TET GY1 120.00-1 |  | 99 | 738 | 1 | 3.46 | 10.85 | 229.8905 | 0 | 0.62498 | 1 | 1 |  | TRUE | null
185 | HEVI B 400.00-SZHO B 400.00-1 |  | 110 | 246 | 1 | 2.2304 | 24.4192 | 886.0156 | 0 | 2.24 | 1 | 1 |  | TRUE | null
186 | HEVI B 400.00-SZHO B 400.00-2 |  | 110 | 246 | 1 | 2.2304 | 24.4192 | 886.0156 | 0 | 2.24 | 1 | 1 |  | TRUE | null
187 | HEVI B 400.00-TOPN B 400.00-1 |  | 110 | 278 | 1 | 3.2304 | 33.1296 | 1152.0033 | 0 | 2.24 | 1 | 1 |  | TRUE | null
188 | HEVI B 400.00-NYRD PV 400.00-1 |  | 110 | 943 | 1 | 1.1856 | 12.1248 | 421.4423 | 0 | 2.24 | 1 | 1 |  | TRUE | null
189 | HEVI B 400.00-XHE_CI12 400.00-1 |  | 110 | 2130 | 1 | 3.75 | 44.2518 | 1738.5291 | 0 | 2 | 1 | 1 |  | TRUE | null
190 | HEVI B 400.00-XZE_HE12 400.00-2 |  | 110 | 2137 | 1 | 5.0454 | 52.4165 | 1918.7919 | 0 | 1.902 | 1 | 1 |  | TRUE | null
191 | HEVI GY1 120.00-HEVI GY2 120.00-*S |  | 111 | 112 | 1 | 0 | 0.0099 | 0 | 0 | 3.149 | 1 | 1 |  | TRUE | null
192 | HEVI GY1 120.00-KESZ B1 120.00-1 |  | 111 | 372 | 1 | 0.31997 | 2.3301 | 53.9358 | 0 | 1.1201 | 1 | 1 |  | TRUE | null
193 | HEVI GY1 120.00-LEST 120.00-1 |  | 111 | 685 | 1 | 2.937 | 10.092 | 223.038 | 0 | 0.56999 | 1 | 1 |  | TRUE | null
194 | HEVI GY1 120.00-ZALD GY1 120.00-1 |  | 111 | 752 | 1 | 4.287 | 15.009 | 318.973 | 0 | 0.56999 | 1 | 1 |  | TRUE | null
195 | HEVI GY2 120.00-KESZ K1 120.00-2 |  | 112 | 373 | 1 | 0.31997 | 2.3301 | 53.9358 | 0 | 1.1201 | 1 | 1 |  | TRUE | null
196 | HEVI GY2 120.00-SUME GY1 120.00-1 |  | 112 | 716 | 1 | 3.727 | 10.804 | 229.0063 | 0 | 0.62402 | 1 | 1 |  | TRUE | null
197 | HEVI GY2 120.00-TNEP 120.00-1 |  | 112 | 2111 | 1 | 3.577 | 12.291 | 271.0055 | 0 | 0.56999 | 1 | 1 |  | TRUE | null
198 | KISV 1 220.00-SAJO B 220.00-1 |  | 116 | 236 | 1 | 7.1598 | 40.5698 | 822.0156 | 0 | 1 | 1 | 1 |  | TRUE | null
199 | KISV 1 220.00-XKI_MU21 220.00-1 |  | 116 | 2131 | 1 | 4.0296 | 21.3651 | 449.9744 | 0 | 0.64007 | 1 | 1 |  | TRUE | null
200 | KISV B 120.00-KISV K 120.00-*S |  | 117 | 118 | 1 | 0 | 0.01 | 0 | 0 | 3.149 | 1 | 1 |  | TRUE | null
201 | BAKA B 120.00-KISV B 120.00-1 |  | 117 | 335 | 1 | 1.4073 | 4.9089 | 104.556 | 0 | 0.56999 | 1 | 1 |  | TRUE | null
202 | BAKA B 120.00-KISV B 120.00-2 |  | 117 | 335 | 1 | 3.23 | 11.3 | 240.0587 | 0 | 0.42801 | 1 | 1 |  | TRUE | null
203 | BODR GY1 120.00-KISV B 120.00-1 |  | 117 | 780 | 1 | 5.9 | 13.82 | 284.9316 | 0 | 0.44499 | 1 | 1 |  | TRUE | null
204 | KISV B 120.00-NYBO 1 120.00-1 |  | 117 | 892 | 1 | 3.17 | 11.08 | 234.9746 | 0 | 0.42801 | 1 | 1 |  | TRUE | null
205 | KISV B 120.00-TUZSTK1 120.00-T1 |  | 117 | 931 | 1 | 0.91 | 3.17 | 66.9777 | 0 | 0.56999 | 1 | 1 |  | TRUE | null
206 | KISV K 120.00-TUZSTK2 120.00-T2 |  | 118 | 932 | 1 | 0.89 | 3.12 | 66.0935 | 0 | 0.56999 | 1 | 1 |  | TRUE | null
207 | LITR B 400.00-MART B 400.00-1 |  | 121 | 134 | 1 | 2.0304 | 24.2992 | 751.9872 | 0 | 1.8 | 1 | 1 |  | TRUE | null
208 | BIRT B 400.00-LITR B 400.00-1 |  | 121 | 199 | 1 | 4.6816 | 32.6176 | 1005.6006 | 0 | 2.24 | 1 | 1 |  | TRUE | null
209 | LITR B 400.00-NYRD PV 400.00-1 |  | 121 | 943 | 1 | 1.624 | 16.616 | 577.5534 | 0 | 2.24 | 1 | 1 |  | TRUE | null
210 | LITR B 120.00-LITR K 120.00-*S |  | 122 | 123 | 1 | 0 | 0.01 | 0 | 0 | 3.149 | 1 | 1 |  | TRUE | null
211 | LITR B 120.00-VARK K 120.00-1 |  | 122 | 711 | 1 | 2.449 | 8.574 | 181.9229 | 0 | 0.71 | 1 | 1 |  | TRUE | null
212 | LITR B 120.00-SZBA GY1 120.00-1 |  | 122 | 717 | 1 | 4.9719 | 16.5426 | 350.804 | 0 | 0.49999 | 1 | 1 |  | TRUE | null
213 | LITR B 120.00-VESZ GY1 120.00-1 |  | 122 | 744 | 1 | 1.16 | 4.02 | 234.0904 | 0 | 0.42801 | 1 | 1 |  | TRUE | null
214 | LITR B 120.00-LITR PV 120.00-*S |  | 122 | 1779 | 1 | 0.00144 | 0.01296 | 0 | 0 | 1000000 | 1 | 1 |  | TRUE | null
215 | ASZF GY1 120.00-LITR K 120.00-1 |  | 123 | 631 | 1 | 3.89 | 13.63 | 288.9104 | 0 | 0.42801 | 1 | 1 |  | TRUE | null
216 | LITR K 120.00-PETU GY1 120.00-1 |  | 123 | 707 | 1 | 1.357 | 4.751 | 100.7981 | 0 | 0.56999 | 1 | 1 |  | TRUE | null
217 | LITR K 120.00-VSZE GY1 120.00-1 |  | 123 | 750 | 1 | 1.44 | 5.04 | 106.9875 | 0 | 0.56999 | 1 | 1 |  | TRUE | null
218 | LITR K 120.00-ZIRC 120.00-1 |  | 123 | 772 | 1 | 2.549 | 8.758 | 192.9754 | 0 | 0.62301 | 1 | 1 |  | TRUE | null
219 | PAKS B1 400.00-TORF B 400.00-1 |  | 127 | 180 | 1 | 3.198 | 34.8552 | 1277.9624 | 0 | 2.24 | 1 | 1 |  | TRUE | null
220 | BIRT B 400.00-TORF B 400.00-2 |  | 127 | 199 | 1 | 3.3149 | 36.1352 | 1324.9132 | 0 | 2.24 | 1 | 1 |  | TRUE | null
221 | SAFA B 400.00-TORF B 400.00-1 |  | 127 | 223 | 1 | 2.3808 | 26.0688 | 945.838 | 0 | 1.92 | 1 | 1 |  | TRUE | null
222 | TORF B 120.00-TORF SF1 120.00-*S |  | 128 | 131 | 1 | 0 | 0.009936 | 0 | 0 | 3.149 | 1 | 1 |  | TRUE | null
223 | TORF B 120.00-TORF SF1 120.00-SF |  | 128 | 131 | 1 | 0 | 4.0032 | 0 | 0 | 1000000 | 1 | 1 |  | TRUE | null
224 | TORF B 120.00-TORF SF2 120.00-*S |  | 128 | 132 | 1 | 0 | 0.009936 | 0 | 0 | 3.149 | 1 | 1 |  | TRUE | null
225 | TORF B 120.00-TORF SF2 120.00-SF |  | 128 | 132 | 1 | 0 | 4.0032 | 0 | 0 | 1000000 | 1 | 1 |  | TRUE | null
226 | TORF B 120.00-TORF K 120.00-*S |  | 128 | 133 | 1 | 0 | 0.009936 | 0 | 0 | 1000000 | 1 | 1 |  | TRUE | null
227 | KECS B 120.00-TORF B 120.00-1 |  | 128 | 443 | 1 | 0.16543 | 0.55449 | 12.8208 | 0 | 0.56999 | 1 | 1 |  | TRUE | null
228 | KECS K 120.00-TORF B 120.00-3 |  | 128 | 444 | 1 | 0.16543 | 0.55449 | 12.8208 | 0 | 0.71 | 1 | 1 |  | TRUE | null
229 | KECI GY1 120.00-TORF B 120.00-1 |  | 128 | 445 | 1 | 0.79961 | 2.665 | 61.0094 | 0 | 0.56999 | 1 | 1 |  | TRUE | null
230 | KECA GY1 120.00-TORF B 120.00-1 |  | 128 | 477 | 1 | 0.32171 | 1.1118 | 22.1049 | 0 | 1 | 1 | 1 |  | TRUE | null
231 | KECK GY1 120.00-TORF K 120.00-1 |  | 133 | 442 | 1 | 0.55309 | 1.87 | 40.4519 | 0 | 0.99978 | 1 | 1 |  | TRUE | null
232 | KECS B 120.00-TORF K 120.00-4 |  | 133 | 443 | 1 | 0.16543 | 0.55449 | 12.8208 | 0 | 0.56999 | 1 | 1 |  | TRUE | null
233 | KECS K 120.00-TORF K 120.00-2 |  | 133 | 444 | 1 | 0.16543 | 0.55449 | 12.8208 | 0 | 0.56999 | 1 | 1 |  | TRUE | null
234 | KSZU GY1 120.00-TORF K 120.00-2 |  | 133 | 453 | 1 | 0.93821 | 3.1447 | 72.0618 | 0 | 0.56999 | 1 | 1 |  | TRUE | null
235 | MART B 400.00-SZICSB 400.00-1 |  | 134 | 251 | 1 | 0.4528 | 5.7664 | 233.9777 | 0 | 1.9999 | 1 | 1 |  | TRUE | null
236 | KAPO 400.00-MATREP9 400.00-9 |  | 153 | 296 | 1 | 0.3408 | 3.5008 | 120.0028 | 0 | 1.6 | 1 | 1 |  | TRUE | null
237 | MECS 1 220.00-SAJO B 220.00-1 |  | 154 | 236 | 1 | 1.3131 | 6.9832 | 131.5988 | 0 | 1.0001 | 1 | 1 |  | TRUE | null
238 | MECS 1 220.00-SZOL B 220.00-1 |  | 154 | 260 | 1 | 8.1094 | 43.12 | 812.6767 | 0 | 1.0001 | 1 | 1 |  | TRUE | null
240 | MECS B 120.00-MECS PV 120.00-*S |  | 155 | 1780 | 1 | 0 | 0.009936 | 0 | 0 | 0.6423 | 1 | 1 |  | TRUE | null
241 | MECS K 120.00-MECS PV2 120.00-*S |  | 158 | 1790 | 1 | 0 | 0.009936 | 0 | 0 | 3.149 | 1 | 1 |  | TRUE | null
242 | OCSA B 120.00-OCSA K 120.00-*S |  | 159 | 160 | 1 | 0.00144 | 0.01296 | 0 | 0 | 1000000 | 1 | 1 |  | TRUE | null
243 | OCSA K 120.00-SORS B1 120.00-2 |  | 159 | 583 | 1 | 0.43877 | 2.2393 | 88.1984 | 0 | 0.99978 | 1 | 1 |  | TRUE | null
244 | INARPV2 120.00-OCSA K 120.00-2 |  | 159 | 2084 | 1 | 1.2672 | 4.1472 | 92.8404 | 0 | 0.49999 | 1 | 1 |  | TRUE | null
245 | OCSA B 120.00-SORS K2 120.00-1 |  | 160 | 586 | 1 | 0.43877 | 2.2393 | 88.1984 | 0 | 0.99978 | 1 | 1 |  | TRUE | null
246 | INARPV1 120.00-OCSA B 120.00-1 |  | 160 | 2083 | 1 | 1.2672 | 4.1472 | 92.8404 | 0 | 0.49999 | 1 | 1 |  | TRUE | null
247 | OROE B 120.00-OROE K 120.00-*S |  | 166 | 167 | 1 | 0 | 0.01 | 0 | 0 | 3.149 | 1 | 1 |  | TRUE | null
248 | BANH K 120.00-OROE B 120.00-1 |  | 166 | 638 | 1 | 0.79 | 2.75 | 232.9852 | 0 | 0.85602 | 1 | 1 |  | TRUE | null
249 | ORIP GY1 120.00-OROE B 120.00-1 |  | 166 | 701 | 1 | 0.91 | 3.2 | 68.0829 | 0 | 0.62402 | 1 | 1 |  | TRUE | null
250 | OROE B 120.00-TBIP B 120.00-1 |  | 166 | 737 | 1 | 1.923 | 6.506 | 145.892 | 0 | 0.62301 | 1 | 1 |  | TRUE | null
251 | OROE B 120.00-OROE PV 120.00-1 |  | 166 | 1781 | 1 | 0.00144 | 0.01296 | 0 | 0 | 1000000 | 1 | 1 |  | TRUE | null
252 | BANH B 120.00-OROE K 120.00-2 |  | 167 | 637 | 1 | 0.79 | 2.75 | 232.9852 | 0 | 0.85602 | 1 | 1 |  | TRUE | null
253 | OROE K 120.00-OROE PV2 120.00-*S |  | 167 | 1786 | 1 | 0 | 0.009936 | 0 | 0 | 0.24056 | 1 | 1 |  | TRUE | null
255 | PAKS B 120.00-PAKSU_51 120.00-51 |  | 174 | 185 | 1 | 0.061056 | 0.24797 | 461.9914 | 0 | 1000000 | 1 | 1 |  | TRUE | null
256 | BIRT B 120.00-PAKSU_52 120.00-52 |  | 175 | 204 | 1 | 0.065808 | 0.26683 | 497.1382 | 0 | 1.3 | 1 | 1 |  | TRUE | null
258 | PAKS K 120.00-PAKSU_61 120.00-61 |  | 176 | 186 | 1 | 0.061056 | 0.24797 | 461.9914 | 0 | 1.3 | 1 | 1 |  | TRUE | null
259 | BIRT K 120.00-PAKSU_62 120.00-62 |  | 177 | 214 | 1 | 0.056736 | 0.23026 | 429.0552 | 0 | 1.3 | 1 | 1 |  | TRUE | null
260 | PAKS K 120.00-PAKSPP1 120.00-1 |  | 178 | 186 | 1 | 0.099936 | 0.20002 | 0 | 0 | 0.49989 | 1 | 1 |  | TRUE | null
261 | PAKSPGY 20.000-PAKSPGY2 20.000-*S |  | 179 | 2004 | 1 | 0 | 0.0004 | 0 | 0 | 0.49681 | 1 | 1 |  | TRUE | null
262 | PAKS B1 400.00-PAKS P12 400.00-1 |  | 180 | 181 | 1 | 0.016 | 0.2 | 0 | 0 | 1.9999 | 1 | 1 |  | TRUE | null
263 | PAKS B1 400.00-PAKS P34 400.00-1 |  | 180 | 182 | 1 | 0.016 | 0.2 | 0 | 0 | 1.9999 | 1 | 1 |  | TRUE | null
264 | PAKS B1 400.00-PAKS P56 400.00-1 |  | 180 | 183 | 1 | 0.016 | 0.2 | 0 | 0 | 1.9999 | 1 | 1 |  | TRUE | null
265 | PAKS B1 400.00-PAKS P78 400.00-1 |  | 180 | 184 | 1 | 0.016 | 0.2 | 0 | 0 | 1.9999 | 1 | 1 |  | TRUE | null
266 | PAKS B1 400.00-PAKS SRF 400.00-SF |  | 180 | 197 | 1 | 0.0128 | 5.9936 | 0 | 0 | 1000000 | 1 | 1 |  | TRUE | null
267 | PAKS B1 400.00-PAKS SRF2 400.00-SF |  | 180 | 198 | 1 | 0.0128 | 5.9936 | 0 | 0 | 1000000 | 1 | 1 |  | TRUE | null
268 | PAKS B1 400.00-PECSOK 400.00-1 |  | 180 | 207 | 1 | 2.384 | 25.6064 | 742.0003 | 0 | 2.24 | 1 | 1 |  | TRUE | null
269 | PAKS B1 400.00-PECSOP1B 400.00-2 |  | 180 | 208 | 1 | 2.384 | 25.6064 | 742.0003 | 0 | 2.24 | 1 | 1 |  | TRUE | null
270 | BALO P1 400.00-PAKS B1 400.00-1 |  | 180 | 948 | 1 | 2.1808 | 25.8144 | 806.5575 | 0 | 2.24 | 1 | 1 |  | TRUE | null
271 | PAKS B 120.00-PAKS K 120.00-*S |  | 185 | 186 | 1 | 0 | 0.01 | 0 | 0 | 3.149 | 1 | 1 |  | TRUE | null
272 | BIRT K 120.00-PAKS B 120.00-1 |  | 185 | 214 | 1 | 0.0396 | 0.44899 | 1275.8922 | 0 | 1.3 | 1 | 1 |  | TRUE | null
273 | PAKS B 120.00-PAKSDK1 120.00-1 |  | 185 | 385 | 1 | 1.56 | 5.45 | 116.0505 | 0 | 0.56999 | 1 | 1 |  | TRUE | null
274 | PAKS B 120.00-SZEK K1 120.00-1 |  | 185 | 403 | 1 | 6.88 | 16.5 | 339.9726 | 0 | 0.334 | 1 | 1 |  | TRUE | null
275 | KALO GY1 120.00-PAKS B 120.00-2 |  | 185 | 438 | 1 | 2.54 | 8.88 | 188.9965 | 0 | 0.71 | 1 | 1 |  | TRUE | null
276 | PAKS K 120.00-PAKSN 120.00-1 |  | 186 | 384 | 1 | 0.47072 | 1.503 | 31.1678 | 0 | 0.62498 | 1 | 1 |  | TRUE | null
278 | GERJ GY1 120.00-PAKS K 120.00-1 |  | 186 | 410 | 1 | 0.685 | 2.393 | 51.0622 | 0 | 0.71 | 1 | 1 |  | TRUE | null
279 | PAKS K 120.00-PHEN 120.00-1 |  | 186 | 412 | 1 | 1.352 | 4.7298 | 100.356 | 0 | 0.56999 | 1 | 1 |  | TRUE | null
280 | BIRT B 400.00-PAKS SRF 400.00-1 |  | 197 | 199 | 1 | 0.168 | 1.96 | 79.3387 | 0 | 2.6 | 1 | 1 |  | TRUE | null
282 | BIRT B 400.00-PAKSUP5 400.00-5 |  | 199 | 202 | 1 | 0.0352 | 0.4128 | 54.1326 | 0 | 1.9999 | 1 | 1 |  | TRUE | null
283 | BIRT B 400.00-PAKSUP6 400.00-6 |  | 199 | 203 | 1 | 0.032 | 0.3632 | 47.647 | 0 | 1.9999 | 1 | 1 |  | TRUE | null
284 | BIRT B 400.00-TOPN B 400.00-1 |  | 199 | 278 | 1 | 2.6064 | 30.5216 | 972.4566 | 0 | 2.24 | 1 | 1 |  | TRUE | null
285 | BIRT B 120.00-BIRT K 120.00-*S |  | 204 | 214 | 1 | 0 | 0.009936 | 0 | 0 | 1000000 | 1 | 1 |  | TRUE | null
286 | PECSOB 400.00-PECSOK 400.00-*S |  | 206 | 207 | 1 | 0 | 0.16 | 0 | 0 | 1000000 | 1 | 1 |  | TRUE | null
287 | PECSOB 400.00-PECSOP1B 400.00-*S |  | 206 | 208 | 1 | 0 | 0.16 | 0 | 0 | 1000000 | 1 | 1 |  | TRUE | null
288 | PECSOK 400.00-XER_PE12 400.00-2 |  | 207 | 2127 | 1 | 2.5856 | 27.1134 | 1023.1474 | 0 | 1.902 | 1 | 1 |  | TRUE | null
289 | PECSOP1B 400.00-XER_PE11 400.00-1 |  | 208 | 2126 | 1 | 2.5856 | 27.1134 | 1023.1474 | 0 | 1.902 | 1 | 1 |  | TRUE | null
290 | PECSOB 120.00-PECSOK 120.00-*S |  | 211 | 212 | 1 | 0 | 0.01 | 0 | 0 | 3.149 | 1 | 1 |  | TRUE | null
291 | KERT GY1 120.00-PECSOB 120.00-1 |  | 211 | 371 | 1 | 1.193 | 3.513 | 126.2187 | 0 | 0.62306 | 1 | 1 |  | TRUE | null
292 | KOML K1 120.00-PECSOB 120.00-1 |  | 211 | 375 | 1 | 1.198 | 4.193 | 92.1772 | 0 | 0.44802 | 1 | 1 |  | TRUE | null
293 | MOHA GY1 120.00-PECSOB 120.00-1 |  | 211 | 381 | 1 | 6.4 | 14.8211 | 299.9629 | 0 | 0.701 | 1 | 1 |  | TRUE | null
294 | PECSEK1 120.00-PECSOB 120.00-1 |  | 211 | 388 | 1 | 0.246 | 1.605 | 40.0098 | 0 | 1.12 | 1 | 1 |  | TRUE | null
295 | PECSOB 120.00-SIKL GY1 120.00-1 |  | 211 | 395 | 1 | 6.822 | 11.586 | 448.0654 | 0 | 0.24302 | 1 | 1 |  | TRUE | null
296 | BONY K1 120.00-PECSOK 120.00-1 |  | 212 | 349 | 1 | 5.963 | 13.646 | 263.9319 | 0 | 0.44802 | 1 | 1 |  | TRUE | null
297 | PECSEK1 120.00-PECSOK 120.00-2 |  | 212 | 388 | 1 | 0.246 | 1.605 | 40.0098 | 0 | 1.12 | 1 | 1 |  | TRUE | null
298 | PECSKK1 120.00-PECSOK 120.00-1 |  | 212 | 392 | 1 | 0.738 | 2.451 | 256.1953 | 0 | 0.44504 | 1 | 1 |  | TRUE | null
299 | PECSOK 120.00-SIKL GY2 120.00-2 |  | 212 | 396 | 1 | 6.822 | 11.586 | 448.0654 | 0 | 0.24302 | 1 | 1 |  | TRUE | null
300 | GKEL B1 120.00-GKEL K1 120.00-*S |  | 215 | 217 | 1 | 0 | 0.01 | 0 | 0 | 3.149 | 1 | 1 |  | TRUE | null
301 | GKEL F1 120.00-GKEL K1 120.00-SF |  | 215 | 221 | 1 | 0 | 8 | 0 | 0 | 0.76999 | 1 | 1 |  | TRUE | null
302 | GKEL K1 120.00-ZUGL B1 120.00-1 |  | 215 | 290 | 1 | 1.584 | 6.607 | 208.8909 | 0 | 1.21 | 1 | 1 |  | TRUE | null
303 | GDIP K1 120.00-GKEL K1 120.00-1 |  | 215 | 520 | 1 | 0.074 | 0.428 | 1191.8937 | 0 | 1.2 | 1 | 1 |  | TRUE | null
304 | GKEL K1 120.00-GODU GY1 120.00-1 |  | 215 | 525 | 1 | 0.178 | 0.64 | 17.9049 | 0 | 0.62301 | 1 | 1 |  | TRUE | null
305 | GKEL B 400.00-KAPO 400.00-1 |  | 216 | 296 | 1 | 2.1488 | 22.3568 | 929.3853 | 0 | 2.34 | 1 | 1 |  | TRUE | null
307 | GDIP B1 120.00-GKEL B1 120.00-2 |  | 217 | 519 | 1 | 0.042 | 0.242 | 673.977 | 0 | 1.2 | 1 | 1 |  | TRUE | null
308 | GKEL B1 120.00-GKEL MSCDN 120.00-*S |  | 217 | 1957 | 1 | 0 | 0.01 | 0 | 0 | 1000000 | 1 | 1 |  | TRUE | null
309 | SAFA B 400.00-SAFA K 400.00-*S |  | 223 | 224 | 1 | 0 | 0.16 | 0 | 0 | 1000000 | 1 | 1 |  | TRUE | null
310 | SAFA B 400.00-SZOL B 400.00-1 |  | 223 | 259 | 1 | 3.1728 | 34.7365 | 1260.3679 | 0 | 1.92 | 1 | 1 |  | TRUE | null
311 | BALO P1 400.00-SAFA B 400.00-1 |  | 223 | 948 | 1 | 1.0288 | 12.176 | 380.44 | 0 | 2.24 | 1 | 1 |  | TRUE | null
312 | SAFA B 400.00-XSA_SU11 400.00-1 |  | 223 | 2134 | 1 | 1.43 | 16.311 | 515.7416 | 0 | 1.6 | 1 | 1 |  | TRUE | null
313 | SAFA B 400.00-XSA_SU12 400.00-2 |  | 223 | 2145 | 1 | 1.43 | 16.311 | 515.7416 | 0 | 1.92 | 1 | 1 |  | TRUE | null
314 | SAFA K 400.00-XSA_AR11 400.00-1 |  | 224 | 2133 | 1 | 3.3901 | 35.8085 | 1181.5663 | 0 | 1.6 | 1 | 1 |  | TRUE | null
315 | SAFA B 120.00-SAFA K 120.00-*S |  | 225 | 226 | 1 | 0 | 0.01 | 0 | 0 | 3 | 1 | 1 |  | TRUE | null
316 | ALGYTP2 120.00-SAFA B 120.00-T1 |  | 225 | 418 | 1 | 0.44 | 1.48 | 32.052 | 0 | 0.42801 | 1 | 1 |  | TRUE | null
317 | FETO GY1 120.00-SAFA B 120.00-2 |  | 225 | 433 | 1 | 0.49042 | 2.2087 | 59.9042 | 0 | 1 | 1 | 1 |  | TRUE | null
318 | KDMA GY1 120.00-SAFA B 120.00-2 |  | 225 | 439 | 1 | 1.368 | 4.642 | 106.1033 | 0 | 1 | 1 | 1 |  | TRUE | null
319 | SAFA B 120.00-SAFA PV 120.00-*S |  | 225 | 1782 | 1 | 0.00144 | 0.01296 | 0 | 0 | 0.52731 | 1 | 1 |  | TRUE | null
320 | BTYA GY1 120.00-SAFA B 120.00-1 |  | 225 | 2078 | 1 | 4.0371 | 12.952 | 333.7833 | 0 | 1 | 1 | 1 |  | TRUE | null
321 | SAFA K 120.00-SZEG B 120.00-3 |  | 226 | 244 | 1 | 0.216 | 0.7344 | 61.8936 | 0 | 1 | 1 | 1 |  | TRUE | null
322 | SAFA K 120.00-SZEG K 120.00-1 |  | 226 | 245 | 1 | 0.144 | 1.1952 | 46.4202 | 0 | 1 | 1 | 1 |  | TRUE | null
323 | ALGYTP1 120.00-SAFA K 120.00-T2 |  | 226 | 417 | 1 | 0.44 | 1.48 | 32.052 | 0 | 1 | 1 | 1 |  | TRUE | null
324 | SAJI B 400.00-XSA_RI11 400.00-1 |  | 230 | 2141 | 1 | 1.4275 | 16.1485 | 588.177 | 0 | 2 | 1 | 1 |  | TRUE | null
325 | SAJI B 400.00-XSA_RI12 400.00-2 |  | 230 | 2148 | 1 | 1.4272 | 16.1488 | 588.177 | 0 | 1.9999 | 1 | 1 |  | TRUE | null
326 | SAJI B 120.00-SAJI K 120.00-*S |  | 231 | 232 | 1 | 0 | 0.01 | 0 | 0 | 3.149 | 1 | 1 |  | TRUE | null
327 | BCGA B 120.00-SAJI B 120.00-1 |  | 231 | 775 | 1 | 0.52 | 3.08 | 318.973 | 0 | 0.88902 | 1 | 1 |  | TRUE | null
328 | BNAD K 120.00-SAJI B 120.00-1 |  | 231 | 779 | 1 | 5.79 | 16.62 | 364.9511 | 0 | 0.69999 | 1 | 1 |  | TRUE | null
329 | BVK B 120.00-SAJI B 120.00-1 |  | 231 | 781 | 1 | 0.46 | 2.9 | 145.892 | 0 | 0.80002 | 1 | 1 |  | TRUE | null
330 | DUSN B 120.00-SAJI B 120.00-1 |  | 231 | 783 | 1 | 2.153 | 7.264 | 164.9022 | 0 | 0.42801 | 1 | 1 |  | TRUE | null
331 | KBAR P1 120.00-SAJI B 120.00-1 |  | 231 | 801 | 1 | 0.4 | 1.5 | 45.0939 | 0 | 0.56999 | 1 | 1 |  | TRUE | null
332 | SAJI B 120.00-SAJI PV 120.00-*S |  | 231 | 1783 | 1 | 0.00144 | 0.01296 | 0 | 0 | 1000000 | 1 | 1 |  | TRUE | null
333 | KBAR P2 120.00-SAJI K 120.00-2 |  | 232 | 802 | 1 | 0.5 | 1.69 | 38.9045 | 0 | 0.56999 | 1 | 1 |  | TRUE | null
334 | PUTN GY1 120.00-SAJI K 120.00-1 |  | 232 | 816 | 1 | 2.029 | 6.976 | 154.0708 | 0 | 0.56999 | 1 | 1 |  | TRUE | null
335 | SAJI K 120.00-SAJIF1FO 120.00-1 |  | 232 | 830 | 1 | 3.43 | 11.79 | 259.9531 | 0 | 0.56999 | 1 | 1 |  | TRUE | null
336 | SAJI K 120.00-SZIK K1 120.00-1 |  | 232 | 1812 | 1 | 4.127 | 13.957 | 316.9836 | 0 | 0.42801 | 1 | 1 |  | TRUE | null
337 | SAJO B 400.00-TISZEP34 400.00-1 |  | 235 | 267 | 1 | 0.3408 | 3.5008 | 120.0028 | 0 | 0.80006 | 1 | 1 |  | TRUE | null
338 | KAPO 400.00-SAJO B 400.00-1 |  | 235 | 296 | 1 | 1.9056 | 19.8256 | 824.1839 | 0 | 2.34 | 1 | 1 |  | TRUE | null
339 | JOZS B 400.00-SAJO B 400.00-1 |  | 235 | 311 | 1 | 1.6608 | 19.6256 | 611.9905 | 0 | 2.24 | 1 | 1 |  | TRUE | null
340 | BUJ B 400.00-SAJO B 400.00-1 |  | 235 | 317 | 1 | 1.4368 | 18.1744 | 746.377 | 0 | 2.34 | 1 | 1 |  | TRUE | null
341 | SAJO B 220.00-TISZEP1 220.00-1 |  | 236 | 268 | 1 | 0.22022 | 1.4602 | 130.0862 | 0 | 2.24 | 1 | 1 |  | TRUE | null
342 | SAJO B 220.00-TISZEP2 220.00-2 |  | 236 | 269 | 1 | 0.22022 | 1.4602 | 130.0862 | 0 | 2.24 | 1 | 1 |  | TRUE | null
343 | SAJO B 220.00-TLOK 1 220.00-1 |  | 236 | 273 | 1 | 2.3701 | 12.57 | 253.9902 | 0 | 1.0001 | 1 | 1 |  | TRUE | null
344 | SAJO B 220.00-SZHL B 220.00-1 |  | 236 | 283 | 1 | 3.3899 | 17.6641 | 486.0145 | 0 | 1 | 1 | 1 |  | TRUE | null
345 | SAJO B 220.00-SAJO PV 220.00-*S |  | 236 | 1784 | 1 | 0.00484 | 0.04356 | 0 | 0 | 1000000 | 1 | 1 |  | TRUE | null
346 | SAJO B 120.00-SAJO K 120.00-*S |  | 237 | 238 | 1 | 0 | 0.01 | 0 | 0 | 3.149 | 1 | 1 |  | TRUE | null
347 | SAJO B 120.00-SAJOGPGT 120.00-1 |  | 237 | 239 | 1 | 0.020016 | 0.060048 | 59.9042 | 0 | 0.99978 | 1 | 1 |  | TRUE | null
348 | NYEM K 120.00-SAJO B 120.00-1 |  | 237 | 822 | 1 | 2.83 | 9.57 | 217.9538 | 0 | 0.71014 | 1 | 1 |  | TRUE | null
349 | SAJO B 120.00-TUJV 1 120.00-1 |  | 237 | 844 | 1 | 0.87 | 2.97 | 66.9777 | 0 | 0.42801 | 1 | 1 |  | TRUE | null
350 | SAJO B 120.00-TVK P2 120.00-2 |  | 237 | 852 | 1 | 1.31 | 4.42 | 99.9139 | 0 | 0.57013 | 1 | 1 |  | TRUE | null
351 | NYEK GY1 120.00-SAJO K 120.00-1 |  | 238 | 820 | 1 | 1.34 | 4.52 | 103.0086 | 0 | 0.71014 | 1 | 1 |  | TRUE | null
352 | SAJO K 120.00-TIFOTGY2 120.00-T2 |  | 238 | 841 | 1 | 0.97 | 3.27 | 74.0513 | 0 | 0.42801 | 1 | 1 |  | TRUE | null
353 | OSZL B 120.00-SAJO K 120.00-1 |  | 238 | 842 | 1 | 1.101 | 3.736 | 85.1037 | 0 | 0.42801 | 1 | 1 |  | TRUE | null
354 | SAJO K 120.00-TVK P1 120.00-1 |  | 238 | 851 | 1 | 1.43 | 4.75 | 110.0822 | 0 | 0.42801 | 1 | 1 |  | TRUE | null
355 | SZEG B 120.00-SZEG K 120.00-*S |  | 244 | 245 | 1 | 0 | 0.01 | 0 | 0 | 3 | 1 | 1 |  | TRUE | null
356 | CSER 1 120.00-SZEG B 120.00-1 |  | 244 | 430 | 1 | 0.52 | 1.79 | 406.9503 | 0 | 0.56999 | 1 | 1 |  | TRUE | null
357 | SZEG B 120.00-SZEGF1FO 120.00-1 |  | 244 | 471 | 1 | 0.1 | 0.2 | 0 | 0 | 4.811 | 1 | 1 |  | TRUE | null
358 | SZEG B 120.00-SZEGF2FO 120.00-2 |  | 244 | 472 | 1 | 0.1 | 0.2 | 0 | 0 | 4.811 | 1 | 1 |  | TRUE | null
359 | SZEG B 120.00-SZEGF3FO 120.00-3 |  | 244 | 473 | 1 | 0.1 | 0.2 | 0 | 0 | 4.811 | 1 | 1 |  | TRUE | null
360 | SZEG B 120.00-UJSZ GY1 120.00-2 |  | 244 | 475 | 1 | 0.72 | 2.42 | 412.9187 | 0 | 0.42801 | 1 | 1 |  | TRUE | null
361 | CSER 2 120.00-SZEG K 120.00-2 |  | 245 | 431 | 1 | 0.52 | 1.79 | 406.9503 | 0 | 0.56999 | 1 | 1 |  | TRUE | null
362 | FETO GY1 120.00-SZEG K 120.00-2 |  | 245 | 433 | 1 | 0.46331 | 1.9173 | 49.0728 | 0 | 1 | 1 | 1 |  | TRUE | null
363 | SZEE 1 120.00-SZEG K 120.00-1 |  | 245 | 469 | 1 | 0.32 | 1.16 | 24.0943 | 0 | 0.42801 | 1 | 1 |  | TRUE | null
364 | SZHO B 400.00-VADO PV 400.00-1 |  | 246 | 955 | 1 | 1.352 | 15.304 | 858.263 | 0 | 2.24 | 1 | 1 |  | TRUE | null
365 | SZHO B 400.00-XZU_SZ11 400.00-1 |  | 246 | 2139 | 1 | 3.73 | 41.7 | 1601.994 | 0 | 2 | 1 | 1 |  | TRUE | null
366 | SZHO P1 120.00-SZOM B 120.00-1 |  | 249 | 725 | 1 | 0.009936 | 0.060048 | 87.9773 | 0 | 1.1201 | 1 | 1 |  | TRUE | null
367 | SZHO P2 120.00-SZOM K 120.00-2 |  | 250 | 726 | 1 | 0.009936 | 0.060048 | 87.9773 | 0 | 1.1201 | 1 | 1 |  | TRUE | null
368 | SZICSB 120.00-SZICSK 120.00-*S |  | 252 | 255 | 1 | 0 | 0.01 | 0 | 0 | 3.149 | 1 | 1 |  | TRUE | null
369 | DUVA K 120.00-SZICSB 120.00-1 |  | 252 | 508 | 1 | 0.754 | 3.595 | 160.9233 | 0 | 1.14 | 1 | 1 |  | TRUE | null
370 | DUVA B 120.00-SZICSK 120.00-2 |  | 255 | 507 | 1 | 0.754 | 3.595 | 160.9233 | 0 | 1.14 | 1 | 1 |  | TRUE | null
371 | JOZS B 400.00-SZOL B 400.00-1 |  | 259 | 311 | 1 | 1.9087 | 35.737 | 1569.1285 | 0 | 1.9999 | 1 | 1 |  | TRUE | null
372 | SZOL B1 120.00-SZOL K 120.00-*S |  | 261 | 262 | 1 | 0 | 0.01 | 0 | 0 | 3.149 | 1 | 1 |  | TRUE | null
373 | CEGL GY1 120.00-SZOL B1 120.00-1 |  | 261 | 428 | 1 | 3.15 | 10.98 | 248.0164 | 0 | 1 | 1 | 1 |  | TRUE | null
374 | SZBE GY1 120.00-SZOL B1 120.00-1 |  | 261 | 910 | 1 | 1.539 | 5.381 | 114.061 | 0 | 0.56999 | 1 | 1 |  | TRUE | null
375 | SZOL B1 120.00-SZOLIT2 120.00-T2 |  | 261 | 918 | 1 | 0.717 | 2.505 | 53.0517 | 0 | 0.56999 | 1 | 1 |  | TRUE | null
376 | SZOL B1 120.00-TPUSTP2 120.00-T2 |  | 261 | 924 | 1 | 2 | 6.73 | 148.1025 | 0 | 0.56999 | 1 | 1 |  | TRUE | null
377 | SZOL B1 120.00-SZOL PV 120.00-*S |  | 261 | 1785 | 1 | 0.00144 | 0.01296 | 0 | 0 | 0.46188 | 1 | 1 |  | TRUE | null
378 | SZOL K 120.00-SZOLEK1 120.00-1 |  | 262 | 914 | 1 | 0.64 | 2.24 | 47.9675 | 0 | 0.56999 | 1 | 1 |  | TRUE | null
379 | SZOL K 120.00-SZOLIT1 120.00-T1 |  | 262 | 917 | 1 | 0.717 | 2.505 | 53.0517 | 0 | 0.56999 | 1 | 1 |  | TRUE | null
380 | SZOL K 120.00-TIKE K1 120.00-1 |  | 262 | 920 | 1 | 4.92 | 15.06 | 318.973 | 0 | 0.40501 | 1 | 1 |  | TRUE | null
381 | BESE 120.00-SZOL K 120.00-1 |  | 262 | 938 | 1 | 0.8223 | 2.7714 | 60.7883 | 0 | 0.56999 | 1 | 1 |  | TRUE | null
382 | TISZEGB 220.00-TISZEP1 220.00-*S |  | 268 | 272 | 1 | 0 | 0.033396 | 0 | 0 | 0.07873 | 1 | 1 |  | TRUE | null
383 | TLOK 1 220.00-XTI_MU21 220.00-1 |  | 273 | 2135 | 1 | 9.69 | 50.5998 | 1050.028 | 0 | 0.63999 | 1 | 1 |  | TRUE | null
384 | TLOK B 120.00-TLOK K 120.00-*S |  | 274 | 275 | 1 | 0 | 0.01 | 0 | 0 | 3.149 | 1 | 1 |  | TRUE | null
385 | TLOK B 120.00-TVK P3 120.00-1 |  | 274 | 853 | 1 | 5.01 | 15.89 | 360.0881 | 0 | 0.353 | 1 | 1 |  | TRUE | null
386 | IBRANK1 120.00-TLOK B 120.00-1 |  | 274 | 876 | 1 | 3.688 | 12.738 | 276.9738 | 0 | 0.56999 | 1 | 1 |  | TRUE | null
387 | SZER K1 120.00-TLOK K 120.00-1 |  | 275 | 836 | 1 | 4.33 | 9.59 | 196.07 | 0 | 0.44499 | 1 | 1 |  | TRUE | null
388 | HNAN K1 120.00-TLOK K 120.00-1 |  | 275 | 874 | 1 | 3.242 | 11.351 | 240.9429 | 0 | 0.49999 | 1 | 1 |  | TRUE | null
389 | NYIRSK 120.00-TLOK K 120.00-1 |  | 275 | 903 | 1 | 3.89 | 13.6 | 288.9104 | 0 | 0.42801 | 1 | 1 |  | TRUE | null
390 | TLOK K 120.00-TUJVN 120.00-1 |  | 275 | 928 | 1 | 2.66 | 9.309 | 196.9542 | 0 | 0.49999 | 1 | 1 |  | TRUE | null
391 | KAPV K 120.00-TOPN P1 120.00-2 |  | 279 | 369 | 1 | 0.31997 | 2.05 | 55.9253 | 0 | 1.1201 | 1 | 1 |  | TRUE | null
392 | KAPV B 120.00-TOPN P2 120.00-1 |  | 280 | 368 | 1 | 0.31997 | 2.05 | 55.9253 | 0 | 1.1201 | 1 | 1 |  | TRUE | null
394 | SZHL B 120.00-SZHL PV 120.00-*S |  | 284 | 1788 | 1 | 0 | 0.009936 | 0 | 0 | 0.72169 | 1 | 1 |  | TRUE | null
395 | SZHL K 120.00-SZHL PV2 120.00-*S |  | 287 | 1789 | 1 | 0 | 0.009936 | 0 | 0 | 0.48113 | 1 | 1 |  | TRUE | null
396 | ZUGL B 220.00-ZUGL K 220.00-*S |  | 288 | 289 | 1 | 0.00484 | 0.04356 | 0 | 0 | 1000000 | 1 | 1 |  | TRUE | null
397 | ZUGL B1 120.00-ZUGL K1 120.00-*S |  | 290 | 291 | 1 | 0 | 0.01 | 0 | 0 | 3.149 | 1 | 1 |  | TRUE | null
398 | RFALTGY2 120.00-ZUGL B1 120.00-T2 |  | 290 | 575 | 1 | 0.42 | 1.28 | 364.9511 | 0 | 0.56999 | 1 | 1 |  | TRUE | null
399 | TAHITGY2 120.00-ZUGL B1 120.00-T2 |  | 290 | 593 | 1 | 0.344 | 0.966 | 400.0979 | 0 | 0.66799 | 1 | 1 |  | TRUE | null
400 | ANGY K2 120.00-ZUGL K1 120.00-1 |  | 291 | 485 | 1 | 0.59 | 1.71 | 431.9288 | 0 | 0.66799 | 1 | 1 |  | TRUE | null
401 | RFALTGY1 120.00-ZUGL K1 120.00-T1 |  | 291 | 574 | 1 | 0.42 | 1.28 | 366.9406 | 0 | 0.56999 | 1 | 1 |  | TRUE | null
402 | VLIG K 120.00-ZUGL K1 120.00-1 |  | 291 | 608 | 1 | 0.21 | 0.55 | 656.0721 | 0 | 0.69999 | 1 | 1 |  | TRUE | null
403 | CSPG G1 120.00-CSPG MG1 120.00-SF |  | 298 | 299 | 1 | 0 | 8.0001 | 0 | 0 | 1000000 | 1 | 1 |  | TRUE | null
404 | CSPG G1 120.00-SORS B1 120.00-1 |  | 298 | 583 | 1 | 0.87005 | 3.89 | 1051.9699 | 0 | 0.82272 | 1 | 1 |  | TRUE | null
405 | CSPG G2 120.00-CSPG MG2 120.00-SF |  | 300 | 301 | 1 | 0 | 8.0001 | 0 | 0 | 1000000 | 1 | 1 |  | TRUE | null
406 | CSPG G2 120.00-SORS K2 120.00-2 |  | 300 | 586 | 1 | 0.85997 | 3.89 | 1051.9699 | 0 | 0.82272 | 1 | 1 |  | TRUE | null
407 | CSEP MG3 120.00-CSPG PG3 120.00-T |  | 302 | 497 | 1 | 0.07 | 0.07 | 49.0728 | 0 | 0.82301 | 1 | 1 |  | TRUE | null
408 | CSPG G2 15.750-CSPG G2B 15.750-*S |  | 304 | 2002 | 1 | 0 | 0.00024806 | 0 | 0 | 6.5983 | 1 | 1 |  | TRUE | null
409 | CSPG G3 15.750-CSPG G3B 15.750-*S |  | 305 | 2003 | 1 | 0 | 0.00024806 | 0 | 0 | 6.5983 | 1 | 1 |  | TRUE | null
410 | CSEP MG45 120.00-CSPG PG45 120.00-2 |  | 306 | 498 | 1 | 0.07 | 0.07 | 49.0728 | 0 | 0.82301 | 1 | 1 |  | TRUE | null
412 | ANGY K2 120.00-UJPR GY1 120.00-1 |  | 307 | 485 | 1 | 0.49997 | 0.11995 | 30.0626 | 0 | 0.70004 | 1 | 1 |  | TRUE | null
413 | ANGY B2 120.00-UJPR GY2 120.00-2 |  | 308 | 483 | 1 | 0.49997 | 0.15005 | 30.0626 | 0 | 0.70004 | 1 | 1 |  | TRUE | null
414 | DEBD 400.00-JOZS B 400.00-1 |  | 311 | 324 | 1 | 0.86005 | 9.4161 | 341.646 | 0 | 1.9999 | 1 | 1 |  | TRUE | null
415 | DEBD 400.00-JOZS B 400.00-2 |  | 311 | 324 | 1 | 0.86005 | 9.4161 | 341.646 | 0 | 1.9999 | 1 | 1 |  | TRUE | null
416 | BAKA K 400.00-JOZS B 400.00-1 |  | 311 | 332 | 1 | 1.2 | 22.9984 | 1016.0053 | 0 | 2.24 | 1 | 1 |  | TRUE | null
417 | JOZS B 120.00-JOZS K 120.00-*S |  | 312 | 313 | 1 | 0 | 0.01 | 0 | 0 | 3.149 | 1 | 1 |  | TRUE | null
418 | HBOSZK1 120.00-JOZS B 120.00-1 |  | 312 | 873 | 1 | 1.045 | 3.3698 | 70.0724 | 0 | 0.49999 | 1 | 1 |  | TRUE | null
419 | BALK GY1 120.00-JOZS B 120.00-1 |  | 312 | 939 | 1 | 5.7134 | 19.5108 | 413.8028 | 0 | 0.71 | 1 | 1 |  | TRUE | null
420 | DEBG GY2 120.00-JOZS B 120.00-1 |  | 312 | 2020 | 1 | 2.7042 | 8.7432 | 468.6229 | 0 | 0.62301 | 1 | 1 |  | TRUE | null
421 | BUJV K1 120.00-JOZS K 120.00-1 |  | 313 | 857 | 1 | 1.3476 | 4.5915 | 102.5665 | 0 | 0.56999 | 1 | 1 |  | TRUE | null
422 | JOZS K 120.00-MACS B 120.00-1 |  | 313 | 936 | 1 | 1.263 | 4.288 | 97.0403 | 0 | 0.56999 | 1 | 1 |  | TRUE | null
423 | JOZS K 120.00-MACS K 120.00-2 |  | 313 | 937 | 1 | 0.861 | 2.91 | 66.0935 | 0 | 0.56999 | 1 | 1 |  | TRUE | null
424 | JOZS K 120.00-MACS K 120.00-3 |  | 313 | 937 | 1 | 0.861 | 2.91 | 66.0935 | 0 | 0.56999 | 1 | 1 |  | TRUE | null
425 | JOZS K 120.00-MACS K 120.00-4 |  | 313 | 937 | 1 | 0.847 | 2.605 | 239.3956 | 0 | 0.62301 | 1 | 1 |  | TRUE | null
426 | DEBG GY2 120.00-JOZS K 120.00-2 |  | 313 | 2020 | 1 | 2.7282 | 8.7486 | 523.0008 | 0 | 0.62301 | 1 | 1 |  | TRUE | null
427 | BAKA K 400.00-BUJ B 400.00-1 |  | 317 | 332 | 1 | 0.824 | 10.4272 | 428.2462 | 0 | 2.24 | 1 | 1 |  | TRUE | null
428 | BUJ B 120.00-BUJ K 120.00-*S |  | 318 | 321 | 1 | 0 | 0.01 | 0 | 0 | 3.149 | 1 | 1 |  | TRUE | null
429 | BUJ B 120.00-NYLE K1 120.00-1 |  | 318 | 883 | 1 | 2.138 | 7.471 | 158.9339 | 0 | 0.56999 | 1 | 1 |  | TRUE | null
430 | BUJ B 120.00-NYBO 1 120.00-1 |  | 318 | 892 | 1 | 2.006 | 6.7759 | 154.5129 | 0 | 0.62301 | 1 | 1 |  | TRUE | null
431 | BUJ AKU1 120.00-BUJ B 120.00-*S |  | 318 | 1912 | 1 | 0 | 0.00144 | 0 | 0 | 0.24008 | 1 | 1 |  | TRUE | null
432 | BUJ AKU2 120.00-BUJ B 120.00-*S |  | 318 | 1913 | 1 | 0 | 0.00144 | 0 | 0 | 0.24008 | 1 | 1 |  | TRUE | null
433 | BUJ B 120.00-NYIRJB1 120.00-3 |  | 318 | 2052 | 1 | 3.6021 | 12.4301 | 271.0055 | 0 | 0.62301 | 1 | 1 |  | TRUE | null
434 | BUJ K 120.00-IBRANK1 120.00-1 |  | 321 | 876 | 1 | 0.624 | 2.186 | 45.9781 | 0 | 0.56999 | 1 | 1 |  | TRUE | null
435 | BUJ K 120.00-NYIRJB1 120.00-1 |  | 321 | 2052 | 1 | 3.068 | 10.3631 | 236.3009 | 0 | 0.56999 | 1 | 1 |  | TRUE | null
436 | BUJ K 120.00-NYIRJK1 120.00-2 |  | 321 | 2053 | 1 | 3.068 | 10.3631 | 236.3009 | 0 | 0.62301 | 1 | 1 |  | TRUE | null
437 | DEBD B 120.00-DEBD K 120.00-*S |  | 322 | 323 | 1 | 0 | 0.01 | 0 | 0 | 3.149 | 1 | 1 |  | TRUE | null
438 | DEBD K 120.00-DEBD MSCDN 120.00-*S |  | 322 | 328 | 1 | 0 | 0.01 | 0 | 0 | 1000000 | 1 | 1 |  | TRUE | null
439 | DEBD K 120.00-DEBG GY1 120.00-1 |  | 322 | 2019 | 1 | 0.32 | 2.05 | 55.9253 | 0 | 1.12 | 1 | 1 |  | TRUE | null
440 | DEBD K 120.00-DEBG GY1 120.00-3 |  | 322 | 2019 | 1 | 0.32 | 2.05 | 55.9253 | 0 | 1.12 | 1 | 1 |  | TRUE | null
441 | DEBD K 120.00-DEBG GY3 120.00-4 |  | 322 | 2021 | 1 | 0.32 | 2.05 | 55.9253 | 0 | 1.12 | 1 | 1 |  | TRUE | null
442 | DEBD K 120.00-DEBG GY4 120.00-5 |  | 322 | 2022 | 1 | 0.32 | 2.05 | 55.9253 | 0 | 1.12 | 1 | 1 |  | TRUE | null
443 | DEBD K 120.00-DEBG GY4 120.00-6 |  | 322 | 2022 | 1 | 0.32 | 2.05 | 55.9253 | 0 | 1.12 | 1 | 1 |  | TRUE | null
444 | DEBD B 120.00-DEBG GY1 120.00-2 |  | 323 | 2019 | 1 | 0.32 | 2.05 | 55.9253 | 0 | 1.12 | 1 | 1 |  | TRUE | null
445 | DEBD 400.00-XJO_OR11 400.00-1 |  | 324 | 2143 | 1 | 3.5408 | 37.3408 | 1387.294 | 0 | 1.9999 | 1 | 1 |  | TRUE | null
446 | BAKA K 750.00-BAKA P1 750.00-1 |  | 330 | 331 | 1 | 6.1481 | 34.9987 | 0 | 0 | 1000000 | 1 | 1 |  | TRUE | null
447 | BAKA K 750.00-XBA_ZA01 750.00-1 |  | 330 | 2144 | 1 | 4.6181 | 69.9244 | 2921.349 | 0 | 2 | 1 | 1 |  | TRUE | null
448 | BAKA K 400.00-XBA_MU11 400.00-1 |  | 332 | 2142 | 1 | 1.5983 | 13.8781 | 537.3867 | 0 | 2 | 1 | 1 |  | TRUE | null
449 | BAKA B 120.00-BAKA K 120.00-*S |  | 335 | 336 | 1 | 0 | 0.01 | 0 | 0 | 1000000 | 1 | 1 |  | TRUE | null
450 | BAKA K 120.00-BAKTAK1 120.00-1 |  | 336 | 855 | 1 | 2.7235 | 9.3181 | 206.0172 | 0 | 0.56999 | 1 | 1 |  | TRUE | null
451 | BAKA K 120.00-VNAM K1 120.00-1 |  | 336 | 934 | 1 | 1.2123 | 4.2267 | 90.1878 | 0 | 0.56999 | 1 | 1 |  | TRUE | null
452 | BARCSGY1 120.00-SZIG K1 120.00-1 |  | 343 | 404 | 1 | 3.38 | 11.83 | 250.8901 | 0 | 0.56999 | 1 | 1 |  | TRUE | null
453 | BARCSGY1 120.00-SZIG K1 120.00-2 |  | 343 | 404 | 1 | 3.38 | 11.83 | 250.8901 | 0 | 0.56999 | 1 | 1 |  | TRUE | null
454 | BELEMK1 120.00-TAMS K1 120.00-1 |  | 344 | 407 | 1 | 1.66 | 5.82 | 124.0082 | 0 | 0.56999 | 1 | 1 |  | TRUE | null
455 | BELEMK1 120.00-PHEN 120.00-1 |  | 344 | 412 | 1 | 3.1498 | 11.02 | 233.6483 | 0 | 0.56999 | 1 | 1 |  | TRUE | null
456 | BERE P1 120.00-SIKL GY2 120.00-1 |  | 345 | 396 | 1 | 1.87 | 2.85 | 55.9253 | 0 | 0.24302 | 1 | 1 |  | TRUE | null
457 | BERE P2 120.00-SIKL GY1 120.00-2 |  | 346 | 395 | 1 | 1.87 | 2.85 | 55.9253 | 0 | 0.24302 | 1 | 1 |  | TRUE | null
458 | BFOL K1 120.00-BOGL K1 120.00-1 |  | 347 | 348 | 1 | 3.13 | 10.95 | 232.101 | 0 | 0.42801 | 1 | 1 |  | TRUE | null
459 | BFOL K1 120.00-SIOF K1 120.00-1 |  | 347 | 398 | 1 | 2.09 | 7.33 | 156.0603 | 0 | 0.42801 | 1 | 1 |  | TRUE | null
460 | BOGL K1 120.00-BUZS GY1 120.00-1 |  | 348 | 350 | 1 | 1.646 | 5.763 | 122.2398 | 0 | 0.56999 | 1 | 1 |  | TRUE | null
461 | BONY K1 120.00-MOZS GY1 120.00-1 |  | 349 | 411 | 1 | 2.97 | 10.396 | 220.6064 | 0 | 0.334 | 1 | 1 |  | TRUE | null
462 | BUZS GY1 120.00-MARC K1 120.00-1 |  | 350 | 379 | 1 | 2.223 | 7.782 | 165.1233 | 0 | 0.56999 | 1 | 1 |  | TRUE | null
463 | CSUR K1 120.00-NKAN K1 120.00-1 |  | 351 | 382 | 1 | 4.02 | 14.06 | 299.0787 | 0 | 0.56999 | 1 | 1 |  | TRUE | null
464 | CSUR K1 120.00-NTAD K1 120.00-1 |  | 351 | 383 | 1 | 2.91 | 10.18 | 215.9644 | 0 | 0.56999 | 1 | 1 |  | TRUE | null
465 | DFOL 1 120.00-DFOL P3 120.00-1 |  | 352 | 353 | 1 | 0.044 | 0.048 | 37.3572 | 0 | 0.45601 | 1 | 1 |  | TRUE | null
466 | DFOL 1 120.00-DUJO2K1 120.00-1 |  | 352 | 357 | 1 | 2.096 | 6.6682 | 135.9448 | 0 | 0.49999 | 1 | 1 |  | TRUE | null
467 | DFOL 1 120.00-PAKSN 120.00-1 |  | 352 | 384 | 1 | 5.3567 | 17.0808 | 354.5618 | 0 | 0.62498 | 1 | 1 |  | TRUE | null
468 | DOMB K1 120.00-KPVK GY1 120.00-1 |  | 354 | 370 | 1 | 3.988 | 13.962 | 296.4261 | 0 | 0.56999 | 1 | 1 |  | TRUE | null
469 | DOMB K1 120.00-TAMS K1 120.00-1 |  | 354 | 407 | 1 | 5.52 | 19.32 | 410.045 | 0 | 0.56999 | 1 | 1 |  | TRUE | null
470 | DUJD GY1 120.00-DUJP GY1 120.00-1 |  | 355 | 359 | 1 | 0.0216 | 0.0235 | 18.126 | 0 | 0.45601 | 1 | 1 |  | TRUE | null
471 | DUJD GY1 120.00-DUJP GY1 120.00-2 |  | 355 | 359 | 1 | 0.0219 | 0.0238 | 18.5681 | 0 | 0.45601 | 1 | 1 |  | TRUE | null
472 | DUJD GY1 120.00-DUJF 120.00-1 |  | 355 | 413 | 1 | 0.10465 | 0.1235 | 89.0826 | 0 | 0.46101 | 1 | 1 |  | TRUE | null
473 | DUJD GY1 120.00-SOLT GY1 120.00-1 |  | 355 | 466 | 1 | 1.64 | 5.73 | 122.0188 | 0 | 0.56999 | 1 | 1 |  | TRUE | null
474 | DUJD GY1 120.00-SOLT GY2 120.00-2 |  | 355 | 467 | 1 | 1.64 | 5.73 | 122.0188 | 0 | 0.56999 | 1 | 1 |  | TRUE | null
475 | DUHAMPTR 120.00-DUJP GY1 120.00-1 |  | 358 | 359 | 1 | 0.144 | 0.157 | 121.7977 | 0 | 0.46101 | 1 | 1 |  | TRUE | null
476 | DUJP GY1 120.00-DUJP K1 120.00-1 |  | 359 | 360 | 1 | 0.1482 | 0.1545 | 120.0294 | 0 | 0.45601 | 1 | 1 |  | TRUE | null
477 | DUJP GY1 120.00-DUJP K2 120.00-2 |  | 359 | 361 | 1 | 0.0981 | 0.1066 | 82.8932 | 0 | 0.45601 | 1 | 1 |  | TRUE | null
478 | DUJV2K1 120.00-DUJVEK1 120.00-1 |  | 362 | 363 | 1 | 0.9303 | 3.0896 | 68.304 | 0 | 0.49999 | 1 | 1 |  | TRUE | null
479 | DUJVEK1 120.00-HANK 120.00-1 |  | 362 | 364 | 1 | 0.0617 | 0.1412 | 139.9237 | 0 | 0.52101 | 1 | 1 |  | TRUE | null
480 | KAFUMK1 120.00-KAPV B 120.00-2 |  | 365 | 368 | 1 | 1.02 | 3.56 | 74.9355 | 0 | 0.56999 | 1 | 1 |  | TRUE | null
481 | KAFUMK2 120.00-KAPV K 120.00-1 |  | 366 | 369 | 1 | 1.02 | 3.56 | 74.9355 | 0 | 0.56999 | 1 | 1 |  | TRUE | null
482 | KANVMGY1 120.00-NKAN K1 120.00-1 |  | 367 | 382 | 1 | 0.53 | 1.85 | 38.9045 | 0 | 0.56999 | 1 | 1 |  | TRUE | null
483 | KANVMGY1 120.00-NKAN K1 120.00-2 |  | 367 | 382 | 1 | 0.53 | 1.85 | 38.9045 | 0 | 0.56999 | 1 | 1 |  | TRUE | null
484 | KAPV B 120.00-KAPV K 120.00-*S |  | 368 | 369 | 1 | 0 | 0.01 | 0 | 0 | 3.149 | 1 | 1 |  | TRUE | null
485 | KAPV B 120.00-KPVK GY1 120.00-1 |  | 368 | 370 | 1 | 0.257 | 0.9 | 19.0102 | 0 | 0.71 | 1 | 1 |  | TRUE | null
486 | KAPV B 120.00-MGODMK1 120.00-1 |  | 368 | 380 | 1 | 5.72 | 12.86 | 263.9319 | 0 | 0.44802 | 1 | 1 |  | TRUE | null
487 | KAPV K 120.00-NTAD K1 120.00-1 |  | 369 | 383 | 1 | 4.88 | 17.1 | 362.9617 | 0 | 0.56999 | 1 | 1 |  | TRUE | null
488 | KAPV K 120.00-SZIG K1 120.00-1 |  | 369 | 404 | 1 | 4.39 | 15.37 | 326.0466 | 0 | 0.56999 | 1 | 1 |  | TRUE | null
489 | KAPV K 120.00-TAB_T 120.00-1 |  | 369 | 406 | 1 | 8.498 | 19.536 | 400.982 | 0 | 0.44504 | 1 | 1 |  | TRUE | null
490 | KERT GY1 120.00-PUMA K1 120.00-1 |  | 371 | 393 | 1 | 1.04 | 3.52 | 154.0708 | 0 | 0.56999 | 1 | 1 |  | TRUE | null
491 | KESZ B1 120.00-KESZ K1 120.00-*S |  | 372 | 373 | 1 | 0 | 0.01 | 0 | 0 | 3.149 | 1 | 1 |  | TRUE | null
492 | KESZ B1 120.00-SOJT B 120.00-1 |  | 372 | 399 | 1 | 4.29 | 12.71 | 269.0161 | 0 | 0.49999 | 1 | 1 |  | TRUE | null
493 | KESZ K1 120.00-MARC K1 120.00-1 |  | 373 | 379 | 1 | 3.68 | 12.89 | 274.1002 | 0 | 0.56999 | 1 | 1 |  | TRUE | null
494 | KIRE GY1 120.00-KVSZ K1 120.00-1 |  | 374 | 378 | 1 | 1.4964 | 5.1366 | 112.9558 | 0 | 0.56999 | 1 | 1 |  | TRUE | null
495 | KIRE GY1 120.00-SZIG K1 120.00-1 |  | 374 | 404 | 1 | 1.6085 | 5.5217 | 121.3556 | 0 | 0.56999 | 1 | 1 |  | TRUE | null
496 | KOML K1 120.00-PECSKK1 120.00-1 |  | 375 | 392 | 1 | 1.78 | 6.107 | 332.236 | 0 | 0.42801 | 1 | 1 |  | TRUE | null
497 | KOML K1 120.00-SIKO K1 120.00-1 |  | 375 | 397 | 1 | 0.91 | 2.05 | 41.9992 | 0 | 0.44802 | 1 | 1 |  | TRUE | null
498 | KVSZ K1 120.00-PUMA K1 120.00-1 |  | 378 | 393 | 1 | 1.6662 | 5.6311 | 297.3103 | 0 | 0.56999 | 1 | 1 |  | TRUE | null
499 | MGODMK1 120.00-SIKO K1 120.00-1 |  | 380 | 397 | 1 | 2.42 | 5.82 | 120.0294 | 0 | 0.44802 | 1 | 1 |  | TRUE | null
500 | CSAT GY1 120.00-MOHA GY1 120.00-1 |  | 381 | 429 | 1 | 3.58 | 12.65 | 269.9003 | 0 | 0.42801 | 1 | 1 |  | TRUE | null
501 | NKAN K1 120.00-SOJT B 120.00-1 |  | 382 | 399 | 1 | 3.64 | 12.76 | 271.0055 | 0 | 0.42801 | 1 | 1 |  | TRUE | null
502 | PECSEB1 120.00-PECSEK1 120.00-*S |  | 387 | 388 | 1 | 0 | 0.01 | 0 | 0 | 3.149 | 1 | 1 |  | TRUE | null
503 | PECSEB1 120.00-PECSEG6 120.00-1 |  | 387 | 391 | 1 | 0.00144 | 0.20002 | 0 | 0 | 1000000 | 1 | 1 |  | TRUE | null
504 | PECSEG3 120.00-PECSEK1 120.00-1 |  | 388 | 389 | 1 | 0.00144 | 0.20002 | 0 | 0 | 1000000 | 1 | 1 |  | TRUE | null
506 | PECSEK1 120.00-PUMA K1 120.00-1 |  | 388 | 393 | 1 | 1.4535 | 4.9123 | 214.196 | 0 | 0.62306 | 1 | 1 |  | TRUE | null
507 | SARB K1 120.00-TAMS K1 120.00-1 |  | 394 | 407 | 1 | 4.63 | 16.2 | 343.9515 | 0 | 0.56999 | 1 | 1 |  | TRUE | null
508 | SIKL GY1 120.00-SIKL GY2 120.00-*S |  | 395 | 396 | 1 | 0 | 0.01 | 0 | 0 | 3.149 | 1 | 1 |  | TRUE | null
509 | SIOF K1 120.00-TAB_T 120.00-1 |  | 398 | 406 | 1 | 5.252 | 12.074 | 248.0164 | 0 | 0.44504 | 1 | 1 |  | TRUE | null
510 | LEPSTP 120.00-SIOF K1 120.00-1 |  | 398 | 684 | 1 | 3.727 | 8.8 | 181.9229 | 0 | 0.42801 | 1 | 1 |  | TRUE | null
511 | SOJT B 120.00-SOJT K 120.00-*S |  | 399 | 400 | 1 | 0 | 0.01 | 0 | 0 | 3.149 | 1 | 1 |  | TRUE | null
512 | SOJT B 120.00-SOJTPP1 120.00-1 |  | 399 | 1931 | 1 | 0.0295 | 0.027 | 30.0626 | 0 | 0.23801 | 1 | 1 |  | TRUE | null
513 | LENT 1 120.00-SOJT K 120.00-1 |  | 400 | 682 | 1 | 4.71 | 11.95 | 248.0164 | 0 | 0.44499 | 1 | 1 |  | TRUE | null
514 | SZEH K1 120.00-SZEHUP1 120.00-1 |  | 401 | 402 | 1 | 0.1298 | 0.1326 | 154.0708 | 0 | 0.43499 | 1 | 1 |  | TRUE | null
515 | SZEH K1 120.00-SZFD GY1 120.00-1 |  | 401 | 754 | 1 | 3.5612 | 11.2892 | 283.8263 | 0 | 0.85015 | 1 | 1 |  | TRUE | null
516 | MOZS GY1 120.00-SZEK K1 120.00-1 |  | 403 | 411 | 1 | 0.78 | 2.732 | 57.9147 | 0 | 0.334 | 1 | 1 |  | TRUE | null
517 | TAB 120.00-TAB_T 120.00-T |  | 405 | 406 | 1 | 0.047 | 0.159 | 3.9789 | 0 | 0.62301 | 1 | 1 |  | TRUE | null
518 | IVAN B 120.00-IVAN K 120.00-*S |  | 408 | 409 | 1 | 0 | 0.01 | 0 | 0 | 3.149 | 1 | 1 |  | TRUE | null
519 | IVAKA 120.00-IVAN K 120.00-1 |  | 409 | 2030 | 1 | 0.0321 | 0.0694 | 103.8928 | 0 | 0.59501 | 1 | 1 |  | TRUE | null
520 | GERJ GY1 120.00-KALO GY1 120.00-1 |  | 410 | 438 | 1 | 1.897 | 6.567 | 139.9237 | 0 | 0.71 | 1 | 1 |  | TRUE | null
521 | ALGY GY1 120.00-ALGY GY3 120.00-*S |  | 414 | 416 | 1 | 0 | 0.01 | 0 | 0 | 3 | 1 | 1 |  | TRUE | null
522 | ALGY GY1 120.00-ALGYTP2 120.00-T1 |  | 414 | 418 | 1 | 0.37 | 1.31 | 28.0732 | 0 | 0.50499 | 1 | 1 |  | TRUE | null
524 | ALGY GY2 120.00-ALGYTP1 120.00-T2 |  | 415 | 417 | 1 | 0.37 | 1.31 | 28.0732 | 0 | 0.50499 | 1 | 1 |  | TRUE | null
525 | ALGYTP1 120.00-HODN GY1 120.00-T2 |  | 417 | 437 | 1 | 1.3514 | 4.5546 | 168.8811 | 0 | 1 | 1 | 1 |  | TRUE | null
526 | ALGYTP2 120.00-MAKO GY1 120.00-T1 |  | 418 | 458 | 1 | 3.14 | 10.6 | 236.0798 | 0 | 0.42801 | 1 | 1 |  | TRUE | null
527 | BAJA GY1 120.00-BAJD GY1 120.00-1 |  | 419 | 420 | 1 | 1.4 | 4.77 | 108.9769 | 0 | 0.56999 | 1 | 1 |  | TRUE | null
528 | BAJA GY1 120.00-CSAT GY1 120.00-1 |  | 419 | 429 | 1 | 2.24 | 7.67 | 200.0489 | 0 | 0.42801 | 1 | 1 |  | TRUE | null
529 | BAJA GY1 120.00-KHAN GY1 120.00-1 |  | 419 | 447 | 1 | 5.96 | 20.54 | 418.0028 | 0 | 0.42801 | 1 | 1 |  | TRUE | null
530 | BAJD GY1 120.00-KALO GY1 120.00-1 |  | 420 | 438 | 1 | 4.93 | 16.88 | 412.0345 | 0 | 0.56999 | 1 | 1 |  | TRUE | null
531 | BCSA B 120.00-BCSA K 120.00-*S |  | 421 | 422 | 1 | 0 | 0.01 | 0 | 0 | 3 | 1 | 1 |  | TRUE | null
532 | BCSA B 120.00-BCSKTGY2 120.00-T2 |  | 421 | 426 | 1 | 1.12 | 3.81 | 83.9984 | 0 | 0.56999 | 1 | 1 |  | TRUE | null
533 | BCSA B 120.00-MDGY GY1 120.00-1 |  | 421 | 459 | 1 | 2.66 | 9.2 | 230.9957 | 0 | 0.56999 | 1 | 1 |  | TRUE | null
534 | BCSA K 120.00-BCSKTGY1 120.00-T1 |  | 422 | 425 | 1 | 1.12 | 3.81 | 83.9984 | 0 | 0.56999 | 1 | 1 |  | TRUE | null
535 | BCSA K 120.00-OROS GY1 120.00-1 |  | 422 | 464 | 1 | 3.44 | 11.89 | 257.9636 | 0 | 0.71 | 1 | 1 |  | TRUE | null
536 | BCSK GY1 120.00-BCSKTGY1 120.00-T1 |  | 423 | 425 | 1 | 0.65 | 2.2 | 47.9675 | 0 | 0.56999 | 1 | 1 |  | TRUE | null
537 | BCSK GY2 120.00-BCSKTGY2 120.00-T2 |  | 424 | 426 | 1 | 0.65 | 2.2 | 47.9675 | 0 | 0.56999 | 1 | 1 |  | TRUE | null
538 | BCSKTGY1 120.00-GYLA 1 120.00-T1 |  | 425 | 434 | 1 | 1.6 | 5.4 | 120.0294 | 0 | 0.56999 | 1 | 1 |  | TRUE | null
539 | BCSKTGY2 120.00-GYLA 2 120.00-T2 |  | 426 | 435 | 1 | 1.6 | 5.4 | 120.0294 | 0 | 0.56999 | 1 | 1 |  | TRUE | null
540 | BEKS GY1 120.00-MBER GY1 120.00-1 |  | 427 | 481 | 1 | 1.0514 | 3.6165 | 79.1354 | 0 | 1 | 1 | 1 |  | TRUE | null
541 | CEGL GY1 120.00-MONO GY1 120.00-1 |  | 428 | 462 | 1 | 4.17 | 14.58 | 305.9312 | 0 | 0.56999 | 1 | 1 |  | TRUE | null
542 | CEGL GY1 120.00-NKOR GY1 120.00-1 |  | 428 | 463 | 1 | 2.56 | 8.92 | 192.0912 | 0 | 0.42801 | 1 | 1 |  | TRUE | null
544 | CSON GY1 120.00-KUNM GY1 120.00-1 |  | 432 | 455 | 1 | 3.15 | 10.67 | 324.0571 | 0 | 0.56999 | 1 | 1 |  | TRUE | null
545 | CSON GY1 120.00-KUNM GY1 120.00-2 |  | 432 | 455 | 1 | 3.15 | 10.67 | 324.9413 | 0 | 0.56999 | 1 | 1 |  | TRUE | null
546 | CSON GY1 120.00-SZEN GY1 120.00-1 |  | 432 | 474 | 1 | 1.9435 | 6.8043 | 128.2081 | 0 | 1 | 1 | 1 |  | TRUE | null
547 | HODM GY1 120.00-HODN GY1 120.00-1 |  | 436 | 437 | 1 | 0.76415 | 2.5753 | 95.493 | 0 | 1 | 1 | 1 |  | TRUE | null
548 | HODM GY1 120.00-SZEN GY1 120.00-1 |  | 436 | 474 | 1 | 3.79 | 13.02 | 282.0579 | 0 | 0.56999 | 1 | 1 |  | TRUE | null
549 | KALO GY1 120.00-KKOR GY1 120.00-1 |  | 438 | 451 | 1 | 3.66 | 12.26 | 280.0685 | 0 | 0.56999 | 1 | 1 |  | TRUE | null
550 | KDMA GY1 120.00-MHAL GY1 120.00-1 |  | 439 | 461 | 1 | 1.81 | 6.34 | 124.0082 | 0 | 0.62301 | 1 | 1 |  | TRUE | null
552 | KECE 1 120.00-LAJMTGY1 120.00-T |  | 440 | 457 | 1 | 0.18 | 0.62 | 13.9261 | 0 | 0.56999 | 1 | 1 |  | TRUE | null
553 | KECE 2 120.00-KECK GY1 120.00-1 |  | 441 | 442 | 1 | 1.33 | 4.5 | 104.998 | 0 | 0.56999 | 1 | 1 |  | TRUE | null
554 | KECK GY1 120.00-LAJMTGY1 120.00-1 |  | 442 | 457 | 1 | 1.2 | 4.05 | 89.9667 | 0 | 0.71014 | 1 | 1 |  | TRUE | null
555 | KECA GY1 120.00-KECK GY1 120.00-1 |  | 442 | 477 | 1 | 0.24 | 0.85 | 17.9049 | 0 | 0.56999 | 1 | 1 |  | TRUE | null
556 | KECS B 120.00-KECS K 120.00-*S |  | 443 | 444 | 1 | 0 | 0.01 | 0 | 0 | 3 | 1 | 1 |  | TRUE | null
557 | KECS B 120.00-KUNM GY1 120.00-1 |  | 443 | 455 | 1 | 2.58 | 7.98 | 171.9758 | 0 | 1 | 1 | 1 |  | TRUE | null
558 | KECS B 120.00-NKOR GY1 120.00-1 |  | 443 | 463 | 1 | 3.18 | 11.08 | 240.0587 | 0 | 0.42801 | 1 | 1 |  | TRUE | null
559 | BSZN GY1 120.00-KECS B 120.00-1 |  | 443 | 1888 | 1 | 2.086 | 6.3589 | 118.482 | 0 | 1 | 1 | 1 |  | TRUE | null
560 | KECS K 120.00-TIKE K1 120.00-1 |  | 444 | 920 | 1 | 5.27 | 16.07 | 339.9726 | 0 | 0.40501 | 1 | 1 |  | TRUE | null
561 | KECI GY1 120.00-KSZU GY1 120.00-1 |  | 445 | 453 | 1 | 0.1386 | 0.4797 | 11.0524 | 0 | 0.56999 | 1 | 1 |  | TRUE | null
562 | KHAL GY1 120.00-KHAN GY1 120.00-1 |  | 446 | 447 | 1 | 1.06 | 3.64 | 91.072 | 0 | 0.42801 | 1 | 1 |  | TRUE | null
563 | KHAL GY1 120.00-KHAP GY1 120.00-1 |  | 446 | 449 | 1 | 0.6011 | 2.0705 | 44.8729 | 0 | 0.42801 | 1 | 1 |  | TRUE | null
564 | KHAM GY1 120.00-KHAP GY1 120.00-1 |  | 448 | 449 | 1 | 0.6589 | 2.2695 | 49.0728 | 0 | 0.56999 | 1 | 1 |  | TRUE | null
565 | KHAM GY1 120.00-ZSAN GY1 120.00-1 |  | 448 | 476 | 1 | 2.89 | 10.14 | 221.0485 | 0 | 0.62301 | 1 | 1 |  | TRUE | null
566 | KIST GY1 120.00-KUNF GY1 120.00-1 |  | 450 | 454 | 1 | 4.44 | 13.71 | 311.0153 | 0 | 1 | 1 | 1 |  | TRUE | null
567 | BTYA GY1 120.00-KIST GY1 120.00-1 |  | 450 | 2078 | 1 | 0.52529 | 1.8385 | 47.7465 | 0 | 1 | 1 | 1 |  | TRUE | null
568 | KKOR GY1 120.00-SVAD GY1 120.00-1 |  | 451 | 478 | 1 | 1.7263 | 6.0438 | 113.84 | 0 | 0.56999 | 1 | 1 |  | TRUE | null
569 | KMAJ GY1 120.00-ZSAN GY1 120.00-1 |  | 452 | 476 | 1 | 1.13 | 3.95 | 41.9992 | 0 | 0.56999 | 1 | 1 |  | TRUE | null
570 | KMAJ GY1 120.00-TAZL GY1 120.00-1 |  | 452 | 479 | 1 | 2.37 | 8.29 | 156.0603 | 0 | 0.56999 | 1 | 1 |  | TRUE | null
571 | KUNF GY1 120.00-KUNM GY1 120.00-1 |  | 454 | 455 | 1 | 1.24 | 3.86 | 89.9667 | 0 | 0.49999 | 1 | 1 |  | TRUE | null
572 | LAJM GY1 120.00-LAJMTGY1 120.00-T |  | 456 | 457 | 1 | 2.11 | 7.39 | 154.955 | 0 | 0.56999 | 1 | 1 |  | TRUE | null
573 | LAJM GY1 120.00-UJHA GY1 120.00-1 |  | 456 | 599 | 1 | 2.882 | 9.934 | 217.9538 | 0 | 0.56999 | 1 | 1 |  | TRUE | null
574 | MAKE GY1 120.00-MAKO GY1 120.00-1 |  | 458 | 2079 | 1 | 0.82341 | 2.8311 | 61.4515 | 0 | 0.56999 | 1 | 1 |  | TRUE | null
575 | MDGY GY1 120.00-MEHE GY1 120.00-1 |  | 459 | 460 | 1 | 3.22 | 11.11 | 250.0059 | 0 | 0.56999 | 1 | 1 |  | TRUE | null
576 | MAKE GY1 120.00-MEHE GY1 120.00-1 |  | 460 | 2079 | 1 | 3.6936 | 12.6996 | 275.4265 | 0 | 0.56999 | 1 | 1 |  | TRUE | null
577 | MHAL GY1 120.00-ZSAN GY1 120.00-1 |  | 461 | 476 | 1 | 5.19 | 18.1701 | 358.0986 | 0 | 0.56999 | 1 | 1 |  | TRUE | null
578 | MONO GY1 120.00-ULLO GY1 120.00-1 |  | 462 | 598 | 1 | 2.15 | 7.39 | 162.9128 | 0 | 0.42801 | 1 | 1 |  | TRUE | null
579 | OROS GY1 120.00-ORUV GY1 120.00-1 |  | 464 | 465 | 1 | 0.57 | 1.96 | 41.9992 | 0 | 0.56999 | 1 | 1 |  | TRUE | null
580 | ORUV GY1 120.00-SZEN GY1 120.00-1 |  | 465 | 474 | 1 | 4.0312 | 14.1771 | 296.4261 | 0 | 0.42801 | 1 | 1 |  | TRUE | null
581 | BSZG GY1 120.00-SZAL GY1 120.00-1 |  | 468 | 480 | 1 | 4.1857 | 12.7595 | 237.8482 | 0 | 0.49999 | 1 | 1 |  | TRUE | null
583 | SZEE 2 120.00-UJSZ GY1 120.00-1 |  | 470 | 475 | 1 | 0.62 | 2.06 | 405.403 | 0 | 0.42801 | 1 | 1 |  | TRUE | null
584 | KUNSZK1 120.00-SZEN GY1 120.00-1 |  | 474 | 882 | 1 | 2.2 | 8.07 | 156.0603 | 0 | 0.57013 | 1 | 1 |  | TRUE | null
585 | KUNSZK1 120.00-SZEN GY1 120.00-2 |  | 474 | 882 | 1 | 2.2 | 8.07 | 156.0603 | 0 | 0.57013 | 1 | 1 |  | TRUE | null
586 | BTYA GY1 120.00-ZSAN GY1 120.00-1 |  | 476 | 2078 | 1 | 2.5787 | 9.0255 | 234.3114 | 0 | 0.71 | 1 | 1 |  | TRUE | null
587 | SVAD GY1 120.00-TAZL GY1 120.00-1 |  | 478 | 479 | 1 | 0.49616 | 1.7371 | 32.7152 | 0 | 0.56999 | 1 | 1 |  | TRUE | null
588 | BSZG GY1 120.00-BSZN GY1 120.00-1 |  | 480 | 1888 | 1 | 0.35682 | 1.0877 | 20.3365 | 0 | 1 | 1 | 1 |  | TRUE | null
589 | MBER GY1 120.00-SZGH K1 120.00-1 |  | 481 | 911 | 1 | 2.2636 | 7.7864 | 170.4284 | 0 | 1 | 1 | 1 |  | TRUE | null
591 | ANGY B1 120.00-ANGY K1 120.00-*S |  | 482 | 484 | 1 | 0 | 0.01 | 0 | 0 | 3.149 | 1 | 1 |  | TRUE | null
592 | ANGY B1 120.00-ISTV GY2 120.00-2 |  | 482 | 529 | 1 | 0.25 | 0.83 | 19.0102 | 0 | 0.42801 | 1 | 1 |  | TRUE | null
593 | ANGY B1 120.00-KDUL B 120.00-2 |  | 482 | 533 | 1 | 0.4782 | 1.5839 | 182.5861 | 0 | 0.42801 | 1 | 1 |  | TRUE | null
594 | ANGY B1 120.00-UJPETGY2 120.00-T2 |  | 482 | 597 | 1 | 0.13 | 0.65 | 30.0626 | 0 | 0.96802 | 1 | 1 |  | TRUE | null
595 | ANGY B1 120.00-VIZA GY1 120.00-1 |  | 482 | 607 | 1 | 0.207 | 0.257 | 318.0888 | 0 | 0.49999 | 1 | 1 |  | TRUE | null
596 | ANGY B2 120.00-ANGY K2 120.00-*S |  | 483 | 485 | 1 | 0 | 0.01 | 0 | 0 | 3.149 | 1 | 1 |  | TRUE | null
597 | ANGY B2 120.00-TAHITGY2 120.00-T2 |  | 483 | 593 | 1 | 0.243 | 0.737 | 32.052 | 0 | 0.66799 | 1 | 1 |  | TRUE | null
599 | ANGY K1 120.00-ISTV GY1 120.00-1 |  | 484 | 528 | 1 | 0.25 | 0.83 | 19.0102 | 0 | 0.42801 | 1 | 1 |  | TRUE | null
600 | ANGY K1 120.00-KDUL K 120.00-1 |  | 484 | 534 | 1 | 0.4782 | 1.5839 | 182.5861 | 0 | 0.42801 | 1 | 1 |  | TRUE | null
601 | ANGY K1 120.00-UJPETGY1 120.00-T1 |  | 484 | 596 | 1 | 0.13 | 0.65 | 30.0626 | 0 | 0.96802 | 1 | 1 |  | TRUE | null
602 | ANGY K1 120.00-DUVI GY1 120.00-1 |  | 484 | 1794 | 1 | 0.122 | 0.152 | 187.8913 | 0 | 0.49999 | 1 | 1 |  | TRUE | null
603 | ANGY K2 120.00-WEST GY1 120.00-1 |  | 485 | 610 | 1 | 0.265 | 0.659 | 860.0999 | 0 | 0.69999 | 1 | 1 |  | TRUE | null
604 | BEKM GY1 120.00-KDUL B 120.00-1 |  | 486 | 533 | 1 | 0.43 | 2.05 | 93.9456 | 0 | 0.85501 | 1 | 1 |  | TRUE | null
605 | BEKM GY1 120.00-POMZ B1 120.00-1 |  | 486 | 569 | 1 | 0.41 | 1.95 | 89.0826 | 0 | 0.85501 | 1 | 1 |  | TRUE | null
606 | BIAT GY1 120.00-BUDO B 120.00-1 |  | 487 | 488 | 1 | 0.6 | 2.08 | 45.0939 | 0 | 1 | 1 | 1 |  | TRUE | null
607 | BUDO B 120.00-BUDO K 120.00-*S |  | 488 | 489 | 1 | 0 | 0.01 | 0 | 0 | 3.149 | 1 | 1 |  | TRUE | null
608 | BUDO K 120.00-SOLYTGY2 120.00-T2 |  | 489 | 582 | 1 | 2.28 | 7.75 | 173.9652 | 0 | 0.71 | 1 | 1 |  | TRUE | null
609 | BUKO B 120.00-BUKO K 120.00-*S |  | 490 | 491 | 1 | 0 | 0.01 | 0 | 0 | 3.149 | 1 | 1 |  | TRUE | null
610 | BUKO B 120.00-VERM GY2 120.00-2 |  | 490 | 603 | 1 | 0.0748 | 0.0779 | 92.1772 | 0 | 0.46799 | 1 | 1 |  | TRUE | null
611 | BUKO B 120.00-VIRA K 120.00-1 |  | 490 | 605 | 1 | 0.25 | 0.55 | 818.9848 | 0 | 0.80002 | 1 | 1 |  | TRUE | null
613 | BUKO K 120.00-VERM GY1 120.00-1 |  | 491 | 602 | 1 | 0.07606 | 0.07929 | 93.7246 | 0 | 0.46799 | 1 | 1 |  | TRUE | null
614 | BUKO K 120.00-ZSIG GY1 120.00-1 |  | 491 | 617 | 1 | 0.226 | 0.487 | 732.997 | 0 | 0.80002 | 1 | 1 |  | TRUE | null
615 | CSAR B 120.00-CSAR K 120.00-*S |  | 492 | 493 | 1 | 0 | 0.01 | 0 | 0 | 3.149 | 1 | 1 |  | TRUE | null
616 | CSAR B 120.00-LACZ P1 120.00-1 |  | 492 | 552 | 1 | 0.14 | 0.3 | 477.9069 | 0 | 0.80002 | 1 | 1 |  | TRUE | null
617 | CSAR B 120.00-NEPL B 120.00-2 |  | 492 | 563 | 1 | 0.27 | 0.72 | 855.0157 | 0 | 0.69999 | 1 | 1 |  | TRUE | null
618 | CSAR B 120.00-NEPL K 120.00-1 |  | 492 | 564 | 1 | 0.29 | 0.63 | 937.9089 | 0 | 0.80002 | 1 | 1 |  | TRUE | null
620 | CSEA GY1 120.00-CSEP B 120.00-1 |  | 494 | 495 | 1 | 0.2 | 0.93 | 41.9992 | 0 | 1.08 | 1 | 1 |  | TRUE | null
621 | CSEA GY1 120.00-PERZ B 120.00-1 |  | 494 | 566 | 1 | 0.09 | 0.44 | 19.8944 | 0 | 1.14 | 1 | 1 |  | TRUE | null
622 | CSEP B 120.00-CSEP K 120.00-*S |  | 495 | 496 | 1 | 0 | 0.01 | 0 | 0 | 3.149 | 1 | 1 |  | TRUE | null
623 | CSEP B 120.00-CSEP MG3 120.00-SF |  | 495 | 497 | 1 | 0 | 8 | 0 | 0 | 0.76999 | 1 | 1 |  | TRUE | null
624 | CSEP B 120.00-CSEP MG45 120.00-SF |  | 495 | 498 | 1 | 0 | 0.01 | 0 | 0 | 0.76999 | 1 | 1 |  | TRUE | null
626 | DCM 2 120.00-VAC B 120.00-2 |  | 500 | 600 | 1 | 0.11 | 0.25 | 5.0841 | 0 | 0.334 | 1 | 1 |  | TRUE | null
627 | DIOS B 120.00-DIOS K 120.00-*S |  | 501 | 502 | 1 | 0 | 0.01 | 0 | 0 | 3.149 | 1 | 1 |  | TRUE | null
628 | DIOS K 120.00-ERD GY1 120.00-1 |  | 502 | 513 | 1 | 0.47 | 2.21 | 101.0192 | 0 | 1.14 | 1 | 1 |  | TRUE | null
629 | DUKE P1 120.00-DUKETGY1 120.00-T1 |  | 503 | 505 | 1 | 0.01 | 0.05 | 1.1052 | 0 | 0.89999 | 1 | 1 |  | TRUE | null
630 | DUKE P2 120.00-DUKETGY2 120.00-T2 |  | 504 | 506 | 1 | 0.01 | 0.05 | 1.1052 | 0 | 0.89999 | 1 | 1 |  | TRUE | null
631 | DUKETGY1 120.00-FOT GY2 120.00-T1 |  | 505 | 516 | 1 | 0.37 | 2.42 | 61.8936 | 0 | 0.89999 | 1 | 1 |  | TRUE | null
632 | DUKETGY2 120.00-FOT GY2 120.00-T2 |  | 506 | 516 | 1 | 0.37 | 2.42 | 61.8936 | 0 | 0.89999 | 1 | 1 |  | TRUE | null
633 | DUVA B 120.00-DUVA K 120.00-*S |  | 507 | 508 | 1 | 0 | 0.01 | 0 | 0 | 3.149 | 1 | 1 |  | TRUE | null
634 | DUVA B 120.00-SZIHTGY2 120.00-T2 |  | 507 | 590 | 1 | 0.16 | 0.78 | 34.9257 | 0 | 1.14 | 1 | 1 |  | TRUE | null
635 | DUVA B 120.00-DUVM PA 120.00-1 |  | 507 | 1919 | 1 | 0.047 | 0.053 | 40.894 | 0 | 0.45601 | 1 | 1 |  | TRUE | null
636 | DUVA K 120.00-SZIHTGY1 120.00-T1 |  | 508 | 589 | 1 | 0.16 | 0.78 | 34.9257 | 0 | 1.14 | 1 | 1 |  | TRUE | null
637 | DUVA K 120.00-DUVM PB 120.00-2 |  | 508 | 1920 | 1 | 0.055 | 0.062 | 47.0833 | 0 | 0.45601 | 1 | 1 |  | TRUE | null
638 | EBUE GY 120.00-KDUL B 120.00-1 |  | 509 | 533 | 1 | 0.06 | 0.08 | 47.9675 | 0 | 0.42402 | 1 | 1 |  | TRUE | null
639 | ERZS GY1 120.00-KATO GY1 120.00-1 |  | 514 | 531 | 1 | 0.12 | 0.33 | 387.9402 | 0 | 0.69999 | 1 | 1 |  | TRUE | null
640 | ERZS GY1 120.00-GARA GY1 120.00-1 |  | 514 | 1802 | 1 | 0.125 | 0.308 | 408.0556 | 0 | 0.69999 | 1 | 1 |  | TRUE | null
641 | FEBA GY1 120.00-RACK GY1 120.00-1 |  | 515 | 571 | 1 | 4.16 | 13.13 | 278.9633 | 0 | 0.49999 | 1 | 1 |  | TRUE | null
642 | FEBA GY1 120.00-SORS B2 120.00-1 |  | 515 | 584 | 1 | 2.74 | 8.6 | 181.9229 | 0 | 0.49999 | 1 | 1 |  | TRUE | null
643 | FEBA GY1 120.00-UJHA GY1 120.00-1 |  | 515 | 599 | 1 | 1.9 | 6.548 | 143.9026 | 0 | 0.56999 | 1 | 1 |  | TRUE | null
644 | FEBA GY1 120.00-UJHA GY1 120.00-2 |  | 515 | 599 | 1 | 1.9 | 6.548 | 143.9026 | 0 | 0.56999 | 1 | 1 |  | TRUE | null
645 | FOT GY2 120.00-MFOLTGY1 120.00-1 |  | 516 | 558 | 1 | 0.29595 | 1.2001 | 2166.2756 | 0 | 0.80002 | 1 | 1 |  | TRUE | null
647 | GANZ GY2 120.00-NEPL B 120.00-2 |  | 518 | 563 | 1 | 0.13 | 0.29 | 500.896 | 0 | 0.32 | 1 | 1 |  | TRUE | null
648 | GDIP B1 120.00-GDIP K1 120.00-*S |  | 519 | 520 | 1 | 0 | 0.01 | 0 | 0 | 3.149 | 1 | 1 |  | TRUE | null
649 | GODO B1 120.00-GODO K1 120.00-*S |  | 521 | 522 | 1 | 0 | 0.01 | 0 | 0 | 3.149 | 1 | 1 |  | TRUE | null
650 | GODM PA 120.00-GODO B1 120.00-1 |  | 521 | 523 | 1 | 0.031 | 0.035 | 26.9679 | 0 | 0.45601 | 1 | 1 |  | TRUE | null
651 | GODO B1 120.00-LORI K1 120.00-1 |  | 521 | 806 | 1 | 2.59 | 11.19 | 271.0055 | 0 | 0.74098 | 1 | 1 |  | TRUE | null
652 | GODM PB 120.00-GODO K1 120.00-2 |  | 522 | 524 | 1 | 0.024 | 0.026 | 19.8944 | 0 | 0.45601 | 1 | 1 |  | TRUE | null
653 | GODO K1 120.00-HATV GY1 120.00-1 |  | 522 | 798 | 1 | 2.48 | 10.18 | 244.0376 | 0 | 0.71 | 1 | 1 |  | TRUE | null
654 | GODU GY1 120.00-VERS GY1 120.00-1 |  | 525 | 604 | 1 | 0.74 | 2.517 | 57.9147 | 0 | 0.62301 | 1 | 1 |  | TRUE | null
655 | HVOL GY1 120.00-SOLYTGY1 120.00-T1 |  | 526 | 581 | 1 | 0.43 | 1.44 | 32.9362 | 0 | 0.71 | 1 | 1 |  | TRUE | null
656 | HVOL GY1 120.00-VIRA K 120.00-2 |  | 526 | 605 | 1 | 0.24 | 0.53 | 790.0274 | 0 | 0.80002 | 1 | 1 |  | TRUE | null
657 | HVOL GY1 120.00-VIRA P1 120.00-1 |  | 526 | 606 | 1 | 0.52 | 0.78 | 559.9159 | 0 | 0.43999 | 1 | 1 |  | TRUE | null
658 | HVOL GY1 120.00-PATY GY1 120.00-1 |  | 526 | 1923 | 1 | 1.945 | 6.754 | 145.0078 | 0 | 1 | 1 | 1 |  | TRUE | null
659 | ILLA GY1 120.00-LACZ P1 120.00-1 |  | 527 | 552 | 1 | 0.121 | 0.232 | 446.9601 | 0 | 0.80002 | 1 | 1 |  | TRUE | null
660 | ILLA GY1 120.00-PERZ B 120.00-1 |  | 527 | 566 | 1 | 0.126 | 0.243 | 469.065 | 0 | 0.80002 | 1 | 1 |  | TRUE | null
661 | KAPM GY1 120.00-UJPETGY1 120.00-T1 |  | 530 | 596 | 1 | 0.22 | 1.07 | 49.0728 | 0 | 0.96802 | 1 | 1 |  | TRUE | null
662 | KATO GY1 120.00-WEST GY1 120.00-1 |  | 531 | 610 | 1 | 0.151 | 0.358 | 505.0959 | 0 | 0.69999 | 1 | 1 |  | TRUE | null
663 | KATO PC 120.00-KOTE GY1 120.00-1 |  | 532 | 551 | 1 | 0.11 | 0.29 | 341.0779 | 0 | 0.69999 | 1 | 1 |  | TRUE | null
664 | KDUL B 120.00-KDUL K 120.00-*S |  | 533 | 534 | 1 | 0 | 0.01 | 0 | 0 | 3.149 | 1 | 1 |  | TRUE | null
665 | KDUL B 120.00-SOLYTGY2 120.00-T2 |  | 533 | 582 | 1 | 0.69 | 2.32 | 53.0517 | 0 | 0.71 | 1 | 1 |  | TRUE | null
666 | KDUL B 120.00-TIMA GY1 120.00-1 |  | 533 | 2113 | 1 | 0.255 | 0.548 | 832.0267 | 0 | 0.80002 | 1 | 1 |  | TRUE | null
667 | KDUL K 120.00-SOLYTGY1 120.00-T1 |  | 534 | 581 | 1 | 0.69 | 2.32 | 53.0517 | 0 | 0.71 | 1 | 1 |  | TRUE | null
668 | KELF P1 120.00-KFOL B1 120.00-G |  | 535 | 541 | 1 | 0.020016 | 0.080064 | 107.8717 | 0 | 0.81984 | 1 | 1 |  | TRUE | null
669 | KELF P2 120.00-KFOL K2 120.00-S |  | 536 | 544 | 1 | 0.10598 | 0.13594 | 80.9038 | 0 | 0.58794 | 1 | 1 |  | TRUE | null
670 | KELF P3 120.00-KFOL B1 120.00-C |  | 540 | 541 | 1 | 0.10598 | 0.13594 | 80.9038 | 0 | 0.58794 | 1 | 1 |  | TRUE | null
671 | KFOL B1 120.00-KFOL B2 120.00-*S |  | 541 | 542 | 1 | 0 | 0.01 | 0 | 0 | 3.149 | 1 | 1 |  | TRUE | null
672 | KFOL B1 120.00-KFOL K1 120.00-*S |  | 541 | 543 | 1 | 0 | 0.01 | 0 | 0 | 3.149 | 1 | 1 |  | TRUE | null
673 | KFOL B1 120.00-LAGY PB 120.00-2 |  | 541 | 554 | 1 | 0.31 | 0.34 | 261.0583 | 0 | 0.45601 | 1 | 1 |  | TRUE | null
674 | KFOL B2 120.00-KFOL K2 120.00-*S |  | 542 | 544 | 1 | 0 | 0.01 | 0 | 0 | 3.149 | 1 | 1 |  | TRUE | null
675 | KFOL K1 120.00-KFOL K2 120.00-*S |  | 543 | 544 | 1 | 0 | 0.01 | 0 | 0 | 3.149 | 1 | 1 |  | TRUE | null
676 | KFOL K1 120.00-ORME K 120.00-1 |  | 543 | 614 | 1 | 0.224 | 0.58 | 702.9344 | 0 | 0.49999 | 1 | 1 |  | TRUE | null
677 | KFOL K2 120.00-LAGY PA 120.00-1 |  | 544 | 553 | 1 | 0.29 | 0.32 | 248.0164 | 0 | 0.45601 | 1 | 1 |  | TRUE | null
678 | KISP K1 120.00-KOBA B 120.00-1 |  | 545 | 549 | 1 | 0.42 | 1.42 | 32.052 | 0 | 1 | 1 | 1 |  | TRUE | null
679 | KISP K1 120.00-NEPL B 120.00-1 |  | 545 | 563 | 1 | 0.29 | 0.98 | 22.1049 | 0 | 1 | 1 | 1 |  | TRUE | null
680 | KISPEGY1 120.00-KOBA K 120.00-1 |  | 546 | 550 | 1 | 0.18 | 0.48 | 566.1053 | 0 | 0.99699 | 1 | 1 |  | TRUE | null
682 | KOBA B 120.00-NEPL K 120.00-1 |  | 549 | 564 | 1 | 0.7 | 2.37 | 53.9358 | 0 | 1 | 1 | 1 |  | TRUE | null
683 | KOBA B 120.00-PLOR GY1 120.00-1 |  | 549 | 568 | 1 | 0.26 | 0.89 | 19.8944 | 0 | 0.56999 | 1 | 1 |  | TRUE | null
684 | KOBA B 120.00-SORS B2 120.00-1 |  | 549 | 584 | 1 | 0.82 | 3.88 | 177.9441 | 0 | 1.14 | 1 | 1 |  | TRUE | null
685 | KOBA B 120.00-SZIHTGY1 120.00-1 |  | 549 | 589 | 1 | 1.34 | 6.35 | 292.0051 | 0 | 1.14 | 1 | 1 |  | TRUE | null
686 | KOBA K 120.00-RFALTGY1 120.00-T1 |  | 550 | 574 | 1 | 0.52 | 1.76 | 40.0098 | 0 | 0.56999 | 1 | 1 |  | TRUE | null
687 | KOBA K 120.00-RFALTGY2 120.00-T2 |  | 550 | 575 | 1 | 0.52 | 1.76 | 40.0098 | 0 | 0.56999 | 1 | 1 |  | TRUE | null
688 | KOBA K 120.00-RKER GY1 120.00-2 |  | 550 | 576 | 1 | 0.907 | 3.054 | 70.0724 | 0 | 0.71 | 1 | 1 |  | TRUE | null
689 | KOBA K 120.00-RKER GY2 120.00-1 |  | 550 | 577 | 1 | 0.924 | 3.109 | 70.9566 | 0 | 0.71 | 1 | 1 |  | TRUE | null
690 | KOTE GY1 120.00-VIZA GY1 120.00-1 |  | 551 | 607 | 1 | 0.305 | 0.379 | 467.0755 | 0 | 0.49999 | 1 | 1 |  | TRUE | null
691 | DUVI GY1 120.00-KOTE GY1 120.00-1 |  | 551 | 1794 | 1 | 0.387 | 0.48 | 591.968 | 0 | 0.49999 | 1 | 1 |  | TRUE | null
692 | LESH P1 120.00-ROZS GY1 120.00-1 |  | 555 | 578 | 1 | 0.287 | 0.5515 | 1065.0118 | 0 | 0.80002 | 1 | 1 |  | TRUE | null
693 | MFOL GY1 120.00-MFOLTGY1 120.00-1 |  | 556 | 558 | 1 | 0.063 | 0.211 | 5.0841 | 0 | 0.56999 | 1 | 1 |  | TRUE | null
694 | MFOL GY2 120.00-RKER GY2 120.00-1 |  | 557 | 577 | 1 | 0.68 | 2.29 | 51.9464 | 0 | 0.56999 | 1 | 1 |  | TRUE | null
695 | MFOLTGY1 120.00-RKER GY1 120.00-1 |  | 558 | 576 | 1 | 0.617 | 2.079 | 47.0833 | 0 | 0.56999 | 1 | 1 |  | TRUE | null
696 | MOL1 GY1 120.00-MOL2 GY2 120.00-1 |  | 559 | 562 | 1 | 0.36 | 1.21 | 26.9679 | 0 | 0.71014 | 1 | 1 |  | TRUE | null
697 | MOL1 GY2 120.00-MOL2 GY1 120.00-2 |  | 560 | 561 | 1 | 0.36 | 1.21 | 26.9679 | 0 | 0.71014 | 1 | 1 |  | TRUE | null
699 | NEPL B 120.00-NEPL K 120.00-*S |  | 563 | 564 | 1 | 0 | 0.01 | 0 | 0 | 3.149 | 1 | 1 |  | TRUE | null
700 | NEPL B 120.00-PERZ K 120.00-1 |  | 563 | 567 | 1 | 0.26 | 1.23 | 55.9253 | 0 | 1.14 | 1 | 1 |  | TRUE | null
701 | PECL GY1 120.00-SULY K1 120.00-1 |  | 565 | 831 | 1 | 1.959 | 6.921 | 143.9026 | 0 | 0.62301 | 1 | 1 |  | TRUE | null
702 | PERZ B 120.00-PERZ K 120.00-*S |  | 566 | 567 | 1 | 0 | 0.01 | 0 | 0 | 3.149 | 1 | 1 |  | TRUE | null
703 | PLOR GY1 120.00-SORS K1 120.00-1 |  | 568 | 585 | 1 | 1.45 | 4.99 | 110.0822 | 0 | 1 | 1 | 1 |  | TRUE | null
704 | POMZ B1 120.00-POMZ K 120.00-*S |  | 569 | 570 | 1 | 0 | 0.01 | 0 | 0 | 3.149 | 1 | 1 |  | TRUE | null
705 | PILV GY1 120.00-POMZ B1 120.00-1 |  | 569 | 1902 | 1 | 1.821 | 6.201 | 183.0282 | 0 | 0.42801 | 1 | 1 |  | TRUE | null
706 | RFAL K1 120.00-RFALTGY1 120.00-T1 |  | 572 | 574 | 1 | 0.08 | 0.09 | 68.9671 | 0 | 0.45601 | 1 | 1 |  | TRUE | null
707 | RFAL K2 120.00-RFALTGY2 120.00-T2 |  | 573 | 575 | 1 | 0.09 | 0.1 | 74.9355 | 0 | 0.45601 | 1 | 1 |  | TRUE | null
708 | RKER GY1 120.00-RKER GY2 120.00-*S |  | 576 | 577 | 1 | 0 | 0.01 | 0 | 0 | 3.149 | 1 | 1 |  | TRUE | null
709 | SOLY P1 120.00-SOLYTGY1 120.00-T1 |  | 579 | 581 | 1 | 0.29 | 0.97 | 22.1049 | 0 | 0.56999 | 1 | 1 |  | TRUE | null
710 | SOLY P2 120.00-SOLYTGY2 120.00-T2 |  | 580 | 582 | 1 | 0.29 | 0.97 | 22.1049 | 0 | 0.56999 | 1 | 1 |  | TRUE | null
711 | SORS B1 120.00-SORS B2 120.00-*S |  | 583 | 584 | 1 | 0 | 0.01 | 0 | 0 | 3.149 | 1 | 1 |  | TRUE | null
712 | SORS B1 120.00-SORS K1 120.00-*S |  | 583 | 585 | 1 | 0 | 0.01 | 0 | 0 | 3.149 | 1 | 1 |  | TRUE | null
713 | SORS B2 120.00-SORS K2 120.00-*S |  | 584 | 586 | 1 | 0 | 0.01 | 0 | 0 | 3.149 | 1 | 1 |  | TRUE | null
714 | SORS K1 120.00-SORS K2 120.00-*S |  | 585 | 586 | 1 | 0 | 0.01 | 0 | 0 | 3.149 | 1 | 1 |  | TRUE | null
715 | SORS K2 120.00-SZIHTGY2 120.00-1 |  | 586 | 590 | 1 | 0.61 | 2.89 | 133.0712 | 0 | 1.14 | 1 | 1 |  | TRUE | null
716 | PAKO GY1 120.00-SORS K2 120.00-1 |  | 586 | 1934 | 1 | 1.0239 | 3.471 | 78.9143 | 0 | 0.56999 | 1 | 1 |  | TRUE | null
717 | SZIH GY1 120.00-SZIHTGY1 120.00-T1 |  | 587 | 589 | 1 | 0.87 | 2.93 | 66.9777 | 0 | 0.42801 | 1 | 1 |  | TRUE | null
718 | SZIH GY2 120.00-SZIHTGY2 120.00-T2 |  | 588 | 590 | 1 | 0.87 | 2.93 | 66.9777 | 0 | 0.42801 | 1 | 1 |  | TRUE | null
719 | SZOD GY1 120.00-VAC B 120.00-1 |  | 591 | 600 | 1 | 1.89 | 5.96 | 120.0294 | 0 | 0.49999 | 1 | 1 |  | TRUE | null
720 | TAHI P2 120.00-TAHITGY2 120.00-T2 |  | 592 | 593 | 1 | 0.065 | 0.073 | 55.0411 | 0 | 0.45601 | 1 | 1 |  | TRUE | null
721 | UJPE P1 120.00-UJPETGY1 120.00-T1 |  | 594 | 596 | 1 | 0.09 | 0.09 | 72.0618 | 0 | 0.45601 | 1 | 1 |  | TRUE | null
722 | UJPE P3 120.00-UJPETGY2 120.00-T2 |  | 595 | 597 | 1 | 0.1 | 0.11 | 85.9879 | 0 | 0.45601 | 1 | 1 |  | TRUE | null
723 | ULLO GY1 120.00-VECS K1 120.00-1 |  | 598 | 616 | 1 | 1.344 | 4.366 | 748.9124 | 0 | 0.56999 | 1 | 1 |  | TRUE | null
724 | VAC B 120.00-VAC K 120.00-*S |  | 600 | 601 | 1 | 0 | 0.01 | 0 | 0 | 3.149 | 1 | 1 |  | TRUE | null
725 | VAC B 120.00-VERS GY1 120.00-1 |  | 600 | 604 | 1 | 2.688 | 9.826 | 284.0474 | 0 | 0.49999 | 1 | 1 |  | TRUE | null
726 | RETS K1 120.00-VAC K 120.00-1 |  | 601 | 829 | 1 | 3.86 | 10.24 | 217.0697 | 0 | 0.62498 | 1 | 1 |  | TRUE | null
727 | VLIG B 120.00-VLIG K 120.00-*S |  | 608 | 609 | 1 | 0 | 0.01 | 0 | 0 | 3.149 | 1 | 1 |  | TRUE | null
728 | GARA GY1 120.00-VLIG B 120.00-1 |  | 609 | 1802 | 1 | 0.126 | 0.313 | 404.9609 | 0 | 0.69999 | 1 | 1 |  | TRUE | null
729 | ORME B 120.00-ORME K 120.00-*S |  | 613 | 614 | 1 | 0 | 0.01 | 0 | 0 | 3.149 | 1 | 1 |  | TRUE | null
730 | ORME B 120.00-ORMM PA 120.00-1 |  | 613 | 2056 | 1 | 0.016 | 0.018 | 13.9261 | 0 | 0.45601 | 1 | 1 |  | TRUE | null
731 | ORME K 120.00-ORMM PB 120.00-2 |  | 614 | 2057 | 1 | 0.016 | 0.018 | 13.9261 | 0 | 0.45601 | 1 | 1 |  | TRUE | null
732 | VECS B1 120.00-VECS K1 120.00-*S |  | 615 | 616 | 1 | 0 | 0.01 | 0 | 0 | 3.149 | 1 | 1 |  | TRUE | null
733 | PAKO GY1 120.00-VECS B1 120.00-1 |  | 615 | 1934 | 1 | 0.9389 | 2.9412 | 737.1968 | 0 | 0.56999 | 1 | 1 |  | TRUE | null
734 | TIMA GY1 120.00-ZSIG GY1 120.00-1 |  | 617 | 2113 | 1 | 0.097 | 0.205 | 320.0783 | 0 | 0.80002 | 1 | 1 |  | TRUE | null
735 | AUDI GY1 120.00-AUDI GY2 120.00-*S |  | 618 | 619 | 1 | 0.00144 | 0.01296 | 0 | 0 | 1000000 | 1 | 1 |  | TRUE | null
736 | AJED GY1 120.00-AJKA K1 120.00-1 |  | 620 | 626 | 1 | 0.53 | 1.17 | 24.0943 | 0 | 0.334 | 1 | 1 |  | TRUE | null
737 | AJED GY2 120.00-AJKA B1 120.00-2 |  | 621 | 622 | 1 | 0.53 | 1.17 | 24.0943 | 0 | 0.334 | 1 | 1 |  | TRUE | null
739 | AJKA B1 120.00-AJKA ER2 120.00-1 |  | 622 | 624 | 1 | 0.00144 | 0.20002 | 0 | 0 | 1000000 | 1 | 1 |  | TRUE | null
741 | AJKA B1 120.00-AJKA K1 120.00-*S |  | 622 | 626 | 1 | 0 | 0.01 | 0 | 0 | 3.149 | 1 | 1 |  | TRUE | null
742 | AJKA B1 120.00-ANEP GY1 120.00-1 |  | 622 | 627 | 1 | 0.6514 | 2.313 | 56.1463 | 0 | 0.49999 | 1 | 1 |  | TRUE | null
743 | AJKA B1 120.00-BAKONPG2 120.00-2 |  | 622 | 634 | 1 | 0.076032 | 0.11506 | 18.7891 | 0 | 1.4434 | 1 | 1 |  | TRUE | null
744 | AJKA B1 120.00-CELD K1 120.00-1 |  | 622 | 643 | 1 | 4.36 | 15.26 | 324.0571 | 0 | 0.56999 | 1 | 1 |  | TRUE | null
745 | AJKA K1 120.00-BAKONPG1 120.00-1 |  | 626 | 633 | 1 | 0.076032 | 0.11506 | 18.7891 | 0 | 1.4434 | 1 | 1 |  | TRUE | null
746 | AJKA K1 120.00-PAPA GY1 120.00-1 |  | 626 | 706 | 1 | 3.48 | 10.06 | 213.0908 | 0 | 0.49999 | 1 | 1 |  | TRUE | null
747 | AJKA K1 120.00-TIMF GY1 120.00-1 |  | 626 | 739 | 1 | 0.3 | 0.67 | 13.9261 | 0 | 0.44499 | 1 | 1 |  | TRUE | null
748 | AJKA K1 120.00-TIMFTGY1 120.00-T |  | 626 | 740 | 1 | 0.11 | 0.37 | 7.9577 | 0 | 0.56999 | 1 | 1 |  | TRUE | null
749 | AJKA K1 120.00-VSZE GY1 120.00-1 |  | 626 | 750 | 1 | 4.44 | 15.53 | 330.0254 | 0 | 0.56999 | 1 | 1 |  | TRUE | null
750 | ANEP GY1 120.00-CSAB GY1 120.00-1 |  | 627 | 753 | 1 | 1.9458 | 6.9852 | 140.3658 | 0 | 0.49999 | 1 | 1 |  | TRUE | null
751 | DOOS GY3 120.00-TBIP B 120.00-3 |  | 628 | 737 | 1 | 0.179 | 0.202 | 211.9855 | 0 | 0.45601 | 1 | 1 |  | TRUE | null
752 | ALMF GY1 120.00-LABA GY1 120.00-1 |  | 629 | 681 | 1 | 2.41 | 8.44 | 179.0493 | 0 | 0.42801 | 1 | 1 |  | TRUE | null
753 | ALMF GY1 120.00-TATA GY1 120.00-1 |  | 629 | 735 | 1 | 1.55 | 5.43 | 114.9452 | 0 | 0.42801 | 1 | 1 |  | TRUE | null
754 | BAKONAKU 120.00-BAKONPG1 120.00-*S |  | 630 | 633 | 1 | 0 | 0.009936 | 0 | 0 | 0.27424 | 1 | 1 |  | TRUE | null
755 | ASZF GY1 120.00-ZALH 120.00-1 |  | 631 | 734 | 1 | 5.038 | 17.311 | 381.9718 | 0 | 0.42801 | 1 | 1 |  | TRUE | null
756 | BABA GY1 120.00-NASZTGY1 120.00-T1 |  | 632 | 694 | 1 | 0.395 | 1.331 | 30.0626 | 0 | 0.71 | 1 | 1 |  | TRUE | null
757 | BABA GY1 120.00-BAMO B 120.00-1 |  | 632 | 2012 | 1 | 0.537 | 1.814 | 40.894 | 0 | 0.62301 | 1 | 1 |  | TRUE | null
758 | BANH B 120.00-BANH K 120.00-*S |  | 637 | 638 | 1 | 0 | 0.01 | 0 | 0 | 3.149 | 1 | 1 |  | TRUE | null
759 | BANH B 120.00-BICS GY1 120.00-1 |  | 637 | 640 | 1 | 4.03 | 14.12 | 299.9629 | 0 | 0.57013 | 1 | 1 |  | TRUE | null
760 | BANH B 120.00-DORG K1 120.00-1 |  | 637 | 647 | 1 | 6.39 | 14.27 | 292.0051 | 0 | 0.334 | 1 | 1 |  | TRUE | null
761 | BANH B 120.00-TABMTGY1 120.00-T1 |  | 637 | 731 | 1 | 0.07 | 0.16 | 3.0947 | 0 | 0.334 | 1 | 1 |  | TRUE | null
762 | BANH B 120.00-TBIP K 120.00-2 |  | 637 | 736 | 1 | 0.3376 | 1.3201 | 28.0732 | 0 | 1 | 1 | 1 |  | TRUE | null
763 | BANH K 120.00-TABMTGY2 120.00-T2 |  | 638 | 732 | 1 | 0.07 | 0.16 | 3.0947 | 0 | 0.334 | 1 | 1 |  | TRUE | null
764 | BANH K 120.00-TATA GY1 120.00-1 |  | 638 | 735 | 1 | 2.49 | 8.71 | 185.0176 | 0 | 0.42801 | 1 | 1 |  | TRUE | null
765 | BANH K 120.00-TBIP B 120.00-1 |  | 638 | 737 | 1 | 0.3376 | 1.3201 | 28.0732 | 0 | 1 | 1 | 1 |  | TRUE | null
766 | BARA GY1 120.00-SZFE GY1 120.00-1 |  | 639 | 718 | 1 | 4.75 | 16.5861 | 351.9093 | 0 | 0.37499 | 1 | 1 |  | TRUE | null
767 | DOOS GY2 120.00-TBIP B 120.00-2 |  | 641 | 737 | 1 | 0.179 | 0.202 | 211.9855 | 0 | 0.45601 | 1 | 1 |  | TRUE | null
768 | DOOS GY1 120.00-TBIP B 120.00-1 |  | 642 | 737 | 1 | 0.179 | 0.202 | 211.9855 | 0 | 0.45601 | 1 | 1 |  | TRUE | null
769 | CELD K1 120.00-IKER GY1 120.00-1 |  | 643 | 663 | 1 | 2.48 | 8.69 | 185.0176 | 0 | 0.56999 | 1 | 1 |  | TRUE | null
770 | CSEG GY1 120.00-KSZE GY1 120.00-1 |  | 644 | 680 | 1 | 2.624 | 9.185 | 194.9648 | 0 | 0.56999 | 1 | 1 |  | TRUE | null
771 | CSEG GY1 120.00-REPC 120.00-1 |  | 644 | 708 | 1 | 2.62 | 9.001 | 198.0595 | 0 | 0.62301 | 1 | 1 |  | TRUE | null
772 | CSEG GY1 120.00-SZOM K 120.00-1 |  | 644 | 726 | 1 | 2.632 | 9.215 | 195.6279 | 0 | 0.56999 | 1 | 1 |  | TRUE | null
773 | CSOR GY1 120.00-KAPU GY1 120.00-1 |  | 645 | 666 | 1 | 3.48 | 12.19 | 259.0689 | 0 | 0.56999 | 1 | 1 |  | TRUE | null
774 | CSOR GY1 120.00-KIML B 120.00-1 |  | 645 | 670 | 1 | 3.35 | 11.73 | 248.9006 | 0 | 0.334 | 1 | 1 |  | TRUE | null
775 | CSOR GY1 120.00-SKOV B 120.00-1 |  | 645 | 712 | 1 | 5.204 | 16.78 | 889.9414 | 0 | 0.56999 | 1 | 1 |  | TRUE | null
776 | DORG B1 120.00-DORG K1 120.00-*S |  | 646 | 647 | 1 | 0 | 0.01 | 0 | 0 | 3.149 | 1 | 1 |  | TRUE | null
777 | DORG B1 120.00-EGOM GY1 120.00-1 |  | 646 | 648 | 1 | 1.04 | 3.31 | 221.9327 | 0 | 0.42801 | 1 | 1 |  | TRUE | null
778 | DORG B1 120.00-GYMETP1 120.00-1 |  | 646 | 662 | 1 | 2.1948 | 7.4057 | 216.4065 | 0 | 0.56999 | 1 | 1 |  | TRUE | null
779 | DORG K1 120.00-NYUF K 120.00-1 |  | 647 | 700 | 1 | 2.882 | 10.082 | 213.975 | 0 | 0.42801 | 1 | 1 |  | TRUE | null
780 | EGOM GY1 120.00-PILV GY1 120.00-1 |  | 648 | 1902 | 1 | 3.469 | 11.815 | 353.8987 | 0 | 0.42801 | 1 | 1 |  | TRUE | null
781 | FLCO GY 120.00-SZOM K 120.00-1 |  | 649 | 726 | 1 | 0.002 | 0.01 | 0.4421 | 0 | 0.68002 | 1 | 1 |  | TRUE | null
782 | FESZ P1 120.00-FESZTP 120.00-T |  | 650 | 651 | 1 | 0.2006 | 0.678 | 15.4734 | 0 | 0.62301 | 1 | 1 |  | TRUE | null
783 | FESZTP 120.00-KAPU GY1 120.00-1 |  | 650 | 666 | 1 | 3.045 | 7.376 | 151.6393 | 0 | 0.334 | 1 | 1 |  | TRUE | null
784 | FESZTP 120.00-SKOV K 120.00-1 |  | 650 | 713 | 1 | 2.28 | 5.0476 | 102.7876 | 0 | 0.334 | 1 | 1 |  | TRUE | null
785 | GMVG GY1 120.00-GYRK GY1 120.00-1 |  | 652 | 656 | 1 | 0.21 | 0.74 | 15.9155 | 0 | 0.42801 | 1 | 1 |  | TRUE | null
786 | GMVG GY1 120.00-GYRRTGY1 120.00-T1 |  | 652 | 659 | 1 | 0.27 | 0.97 | 19.8944 | 0 | 0.42801 | 1 | 1 |  | TRUE | null
787 | GYRD GY1 120.00-GYRE B 120.00-1 |  | 653 | 654 | 1 | 1.364 | 4.774 | 101.2402 | 0 | 0.56999 | 1 | 1 |  | TRUE | null
788 | GYRD GY1 120.00-OTTETP1 120.00-T |  | 653 | 703 | 1 | 2.76 | 6.15 | 135.9448 | 0 | 0.56999 | 1 | 1 |  | TRUE | null
789 | GYRE B 120.00-GYRE K 120.00-*S |  | 654 | 655 | 1 | 0 | 0.01 | 0 | 0 | 3.149 | 1 | 1 |  | TRUE | null
790 | GYRE B 120.00-GYRRTGY1 120.00-T1 |  | 654 | 659 | 1 | 0.06 | 0.21 | 3.9789 | 0 | 0.42801 | 1 | 1 |  | TRUE | null
791 | GYRE B 120.00-NVAR P1 120.00-1 |  | 654 | 696 | 1 | 0.3 | 1.06 | 22.989 | 0 | 0.42801 | 1 | 1 |  | TRUE | null
792 | GYRE K 120.00-GYRRTGY2 120.00-T2 |  | 655 | 660 | 1 | 0.06 | 0.21 | 3.9789 | 0 | 0.42801 | 1 | 1 |  | TRUE | null
793 | GYRE K 120.00-NVAR P2 120.00-2 |  | 655 | 697 | 1 | 0.3 | 1.06 | 22.989 | 0 | 0.42801 | 1 | 1 |  | TRUE | null
794 | GYIP GY1 120.00-GYRE K 120.00-1 |  | 655 | 756 | 1 | 0.3975 | 1.089 | 208.4488 | 0 | 0.56999 | 1 | 1 |  | TRUE | null
795 | GYRK GY1 120.00-GYRRTGY2 120.00-T2 |  | 656 | 660 | 1 | 0.16 | 0.57 | 11.9366 | 0 | 0.42801 | 1 | 1 |  | TRUE | null
796 | GYRR GY1 120.00-GYRRTGY1 120.00-T1 |  | 657 | 659 | 1 | 0 | 0.01 | 0 | 0 | 0.42801 | 1 | 1 |  | TRUE | null
797 | GYRR GY2 120.00-GYRRTGY2 120.00-T2 |  | 658 | 660 | 1 | 0 | 0.01 | 0 | 0 | 0.42801 | 1 | 1 |  | TRUE | null
798 | GYME P1 120.00-GYMETP1 120.00-T |  | 661 | 662 | 1 | 0.4956 | 1.6648 | 22.989 | 0 | 0.62301 | 1 | 1 |  | TRUE | null
799 | IKER GY1 120.00-SZOM K 120.00-1 |  | 663 | 726 | 1 | 2.52 | 8.84 | 187.8913 | 0 | 0.56999 | 1 | 1 |  | TRUE | null
800 | IKER GY1 120.00-IKES 120.00-1 |  | 663 | 761 | 1 | 0.0531 | 0.0578 | 44.8729 | 0 | 0.40001 | 1 | 1 |  | TRUE | null
801 | INAL GY1 120.00-VARK B 120.00-1 |  | 664 | 710 | 1 | 0.06 | 0.21 | 3.9789 | 0 | 0.56999 | 1 | 1 |  | TRUE | null
802 | INAL GY2 120.00-VARK B 120.00-2 |  | 665 | 710 | 1 | 0.06 | 0.21 | 3.9789 | 0 | 0.56999 | 1 | 1 |  | TRUE | null
803 | KAPU GY1 120.00-KASP 120.00-1 |  | 666 | 762 | 1 | 2.3397 | 3.2945 | 67.1988 | 0 | 0.35002 | 1 | 1 |  | TRUE | null
804 | KIGM B1 120.00-KIGM K 120.00-*S |  | 667 | 668 | 1 | 0 | 0.01 | 0 | 0 | 3.149 | 1 | 1 |  | TRUE | null
805 | KIGM K 120.00-KOMA GY1 120.00-1 |  | 667 | 676 | 1 | 1.2532 | 4.2349 | 96.1561 | 0 | 0.56999 | 1 | 1 |  | TRUE | null
806 | KIGM K 120.00-KOIP B 120.00-1 |  | 667 | 677 | 1 | 1.483 | 5.009 | 114.061 | 0 | 0.56999 | 1 | 1 |  | TRUE | null
807 | KIGA 120.00-KIGM K 120.00-1 |  | 667 | 763 | 1 | 0.0094 | 0.033 | 0.66315 | 0 | 0.56999 | 1 | 1 |  | TRUE | null
808 | KIGM K 120.00-KISBTP 120.00-1 |  | 667 | 2037 | 1 | 2.314 | 7.952 | 175.0704 | 0 | 0.56999 | 1 | 1 |  | TRUE | null
809 | KIGM B1 120.00-TBIP K 120.00-1 |  | 668 | 736 | 1 | 2.5842 | 9.0345 | 191.428 | 0 | 0.56999 | 1 | 1 |  | TRUE | null
810 | KIGM B1 120.00-TBIP K 120.00-2 |  | 668 | 736 | 1 | 2.5842 | 9.0345 | 191.428 | 0 | 0.56999 | 1 | 1 |  | TRUE | null
811 | KIGB 120.00-KIGM B1 120.00-1 |  | 668 | 764 | 1 | 0.0094 | 0.033 | 0.66315 | 0 | 0.56999 | 1 | 1 |  | TRUE | null
812 | KIGC 120.00-KIGM B1 120.00-1 |  | 668 | 765 | 1 | 0.0094 | 0.033 | 0.66315 | 0 | 0.56999 | 1 | 1 |  | TRUE | null
813 | KISB GY1 120.00-KISBTP 120.00-T |  | 669 | 2037 | 1 | 0.2006 | 0.678 | 15.4734 | 0 | 0.71 | 1 | 1 |  | TRUE | null
814 | KIML B 120.00-KIML K 120.00-*S |  | 670 | 671 | 1 | 0 | 0.01 | 0 | 0 | 3.149 | 1 | 1 |  | TRUE | null
815 | KIML B 120.00-KIMMTGY2 120.00-T2 |  | 670 | 675 | 1 | 0.02 | 0.04 | 1.1052 | 0 | 0.624 | 1 | 1 |  | TRUE | null
816 | KIML B 120.00-VOGNTGY1 120.00-T1 |  | 670 | 748 | 1 | 0.7776 | 2.7223 | 57.6937 | 0 | 0.56999 | 1 | 1 |  | TRUE | null
817 | KIML K 120.00-KIMMTGY1 120.00-T1 |  | 671 | 674 | 1 | 0.02 | 0.04 | 1.1052 | 0 | 0.624 | 1 | 1 |  | TRUE | null
818 | KIML K 120.00-VOGNTGY2 120.00-T2 |  | 671 | 749 | 1 | 0.78 | 2.73 | 57.9147 | 0 | 0.56999 | 1 | 1 |  | TRUE | null
819 | KIMM GY1 120.00-KIMMTGY1 120.00-T1 |  | 672 | 674 | 1 | 0.02 | 0.04 | 1.1052 | 0 | 0.334 | 1 | 1 |  | TRUE | null
820 | KIMM GY2 120.00-KIMMTGY2 120.00-T2 |  | 673 | 675 | 1 | 0.02 | 0.04 | 1.1052 | 0 | 0.334 | 1 | 1 |  | TRUE | null
821 | KIMMTGY2 120.00-OTTETP1 120.00-T |  | 675 | 703 | 1 | 2.75 | 6.13 | 135.0607 | 0 | 0.624 | 1 | 1 |  | TRUE | null
822 | KOIP B 120.00-KOMA GY1 120.00-1 |  | 676 | 677 | 1 | 0.1789 | 0.5864 | 43.9887 | 0 | 0.69999 | 1 | 1 |  | TRUE | null
823 | KOMA GY1 120.00-KONP P1 120.00-1 |  | 676 | 1929 | 1 | 0.03 | 0.027 | 26.5258 | 0 | 0.42998 | 1 | 1 |  | TRUE | null
824 | KOIP B 120.00-KOIP K 120.00-*S |  | 677 | 678 | 1 | 0 | 0.01 | 0 | 0 | 3.149 | 1 | 1 |  | TRUE | null
825 | KOIP K 120.00-SKBH 1 120.00-1 |  | 678 | 759 | 1 | 0.0592 | 0.0839 | 124.8924 | 0 | 0.33799 | 1 | 1 |  | TRUE | null
826 | KOIP K 120.00-SKBM 1 120.00-1 |  | 678 | 760 | 1 | 0.06672 | 0.0942 | 140.5869 | 0 | 0.33799 | 1 | 1 |  | TRUE | null
827 | BAMO K 120.00-KOIP K 120.00-1 |  | 678 | 2013 | 1 | 2.488 | 8.389 | 190.9859 | 0 | 0.62301 | 1 | 1 |  | TRUE | null
828 | BAMO K 120.00-KOIP K 120.00-2 |  | 678 | 2013 | 1 | 2.633 | 8.893 | 202.0384 | 0 | 0.62301 | 1 | 1 |  | TRUE | null
829 | KORM GY1 120.00-SZGO GY1 120.00-1 |  | 679 | 722 | 1 | 3.49 | 12.23 | 259.9531 | 0 | 0.56999 | 1 | 1 |  | TRUE | null
830 | KORM GY1 120.00-SZGO GY1 120.00-2 |  | 679 | 722 | 1 | 3.49 | 12.23 | 259.9531 | 0 | 0.56999 | 1 | 1 |  | TRUE | null
831 | KORM GY1 120.00-SZOM K 120.00-1 |  | 679 | 726 | 1 | 2.96 | 10.37 | 219.9433 | 0 | 0.62306 | 1 | 1 |  | TRUE | null
832 | KORM GY1 120.00-SARF GY1 120.00-1 |  | 679 | 1914 | 1 | 1.326 | 4.635 | 97.9245 | 0 | 0.56999 | 1 | 1 |  | TRUE | null
833 | KSZE GY1 120.00-SKOV B 120.00-1 |  | 680 | 712 | 1 | 3.191 | 11.172 | 236.964 | 0 | 0.56999 | 1 | 1 |  | TRUE | null
834 | LABA GY1 120.00-NYUF K 120.00-1 |  | 681 | 700 | 1 | 1.35 | 4.73 | 99.9139 | 0 | 0.42801 | 1 | 1 |  | TRUE | null
835 | LENT 1 120.00-PANKTGY1 120.00-T |  | 682 | 705 | 1 | 4.03 | 13.6 | 299.9629 | 0 | 0.56999 | 1 | 1 |  | TRUE | null
836 | LEPS 120.00-LEPSTP 120.00-T |  | 683 | 684 | 1 | 0.012 | 0.04 | 1.1052 | 0 | 0.62301 | 1 | 1 |  | TRUE | null
837 | LEPSTP 120.00-VARK K 120.00-1 |  | 684 | 711 | 1 | 4.383 | 10.35 | 213.0908 | 0 | 0.42801 | 1 | 1 |  | TRUE | null
838 | LEST 120.00-TAPO GY1 120.00-1 |  | 685 | 733 | 1 | 1.056 | 3.628 | 80.0196 | 0 | 0.42801 | 1 | 1 |  | TRUE | null
839 | MOR GY1 120.00-ORIP GY1 120.00-1 |  | 686 | 701 | 1 | 2.05 | 7.19 | 152.9656 | 0 | 0.62402 | 1 | 1 |  | TRUE | null
840 | BALI 120.00-MOR GY1 120.00-1 |  | 686 | 773 | 1 | 1.221 | 4.273 | 91.072 | 0 | 0.42801 | 1 | 1 |  | TRUE | null
841 | MOVR GY1 120.00-MTIMTGY1 120.00-T1 |  | 687 | 690 | 1 | 0 | 0.02 | 0 | 0 | 0.56999 | 1 | 1 |  | TRUE | null
842 | MOVR GY1 120.00-MTIMTGY2 120.00-T2 |  | 687 | 691 | 1 | 0.01 | 0.03 | 1.1052 | 0 | 0.56999 | 1 | 1 |  | TRUE | null
843 | MLSZ 120.00-MOVR GY1 120.00-1 |  | 687 | 766 | 1 | 0.02 | 0.03 | 24.0943 | 0 | 0.40001 | 1 | 1 |  | TRUE | null
844 | MOVR GY1 120.00-MSZE 120.00-1 |  | 687 | 767 | 1 | 0.0095 | 0.0021 | 21.4417 | 0 | 0.69999 | 1 | 1 |  | TRUE | null
845 | MTIM P1 120.00-MTIMTGY1 120.00-T1 |  | 688 | 690 | 1 | 0.06 | 0.22 | 5.0841 | 0 | 0.56999 | 1 | 1 |  | TRUE | null
846 | MTIM P2 120.00-MTIMTGY2 120.00-T2 |  | 689 | 691 | 1 | 0.06 | 0.2 | 3.9789 | 0 | 0.56999 | 1 | 1 |  | TRUE | null
847 | MTIMTGY1 120.00-VOGNTGY1 120.00-T1 |  | 690 | 748 | 1 | 0.4391 | 1.5371 | 32.4941 | 0 | 0.56999 | 1 | 1 |  | TRUE | null
848 | MTIMTGY2 120.00-VOGNTGY2 120.00-T2 |  | 691 | 749 | 1 | 0.4531 | 1.5863 | 33.5994 | 0 | 0.56999 | 1 | 1 |  | TRUE | null
849 | NASZ GY1 120.00-NASZTGY2 120.00-T2 |  | 692 | 695 | 1 | 1.05 | 1.68 | 34.9257 | 0 | 0.26298 | 1 | 1 |  | TRUE | null
850 | NASZ GY2 120.00-NASZTGY1 120.00-T1 |  | 693 | 694 | 1 | 1.05 | 1.68 | 34.9257 | 0 | 0.26298 | 1 | 1 |  | TRUE | null
851 | BAMO B 120.00-NASZTGY2 120.00-T2 |  | 695 | 2012 | 1 | 0.922 | 3.109 | 70.9566 | 0 | 0.62301 | 1 | 1 |  | TRUE | null
852 | NYRA GY1 120.00-TIMFTGY1 120.00-T |  | 698 | 740 | 1 | 1.82 | 6.36 | 135.0607 | 0 | 0.56999 | 1 | 1 |  | TRUE | null
853 | NYUF B 120.00-NYUF K 120.00-*S |  | 699 | 700 | 1 | 0 | 0.01 | 0 | 0 | 3.149 | 1 | 1 |  | TRUE | null
854 | NYUF B 120.00-TORAYGY1 120.00-1 |  | 699 | 742 | 1 | 0.203 | 0.22 | 171.0916 | 0 | 0.45601 | 1 | 1 |  | TRUE | null
855 | OTTE P1 120.00-OTTETP1 120.00-T |  | 702 | 703 | 1 | 0.01 | 0.02 | 0 | 0 | 0.62301 | 1 | 1 |  | TRUE | null
856 | PANK P2 120.00-PANKTGY1 120.00-T |  | 704 | 705 | 1 | 0.0295 | 0.1033 | 2.2105 | 0 | 0.56999 | 1 | 1 |  | TRUE | null
857 | PANKTGY1 120.00-SZGO GY1 120.00-T |  | 705 | 722 | 1 | 3.67 | 12.39 | 272.9949 | 0 | 0.56999 | 1 | 1 |  | TRUE | null
858 | PAPA GY1 120.00-TET GY1 120.00-1 |  | 706 | 738 | 1 | 3.92 | 11.39 | 240.9429 | 0 | 0.49999 | 1 | 1 |  | TRUE | null
859 | PETU GY1 120.00-VARK B 120.00-1 |  | 707 | 710 | 1 | 1.566 | 5.483 | 116.4926 | 0 | 0.42801 | 1 | 1 |  | TRUE | null
860 | PETU GY1 120.00-SBXX 120.00-1 |  | 707 | 768 | 1 | 0.109 | 0.119 | 92.3983 | 0 | 0.52202 | 1 | 1 |  | TRUE | null
861 | PETU GY1 120.00-SBXX 120.00-2 |  | 707 | 768 | 1 | 0.109 | 0.119 | 92.3983 | 0 | 0.52202 | 1 | 1 |  | TRUE | null
862 | RAKH GY1 120.00-VARP GY1 120.00-1 |  | 709 | 743 | 1 | 2.5011 | 8.7561 | 185.9018 | 0 | 0.56999 | 1 | 1 |  | TRUE | null
863 | BALI 120.00-RAKH GY1 120.00-1 |  | 709 | 773 | 1 | 1.616 | 5.657 | 120.0294 | 0 | 0.42801 | 1 | 1 |  | TRUE | null
864 | VARK B 120.00-VARK K 120.00-*S |  | 710 | 711 | 1 | 0 | 0.01 | 0 | 0 | 3.149 | 1 | 1 |  | TRUE | null
865 | ISZK 120.00-VARK B 120.00-1 |  | 710 | 757 | 1 | 1.159 | 4.054 | 85.9879 | 0 | 1 | 1 | 1 |  | TRUE | null
866 | VARK K 120.00-VARP GY1 120.00-1 |  | 711 | 743 | 1 | 0.902 | 3.158 | 66.9777 | 0 | 0.624 | 1 | 1 |  | TRUE | null
867 | SKOV B 120.00-SKOV K 120.00-*S |  | 712 | 713 | 1 | 0 | 0.01 | 0 | 0 | 3.149 | 1 | 1 |  | TRUE | null
868 | SKOV B 120.00-SOPK GY1 120.00-1 |  | 712 | 714 | 1 | 3.4717 | 7.6847 | 157.3866 | 0 | 0.334 | 1 | 1 |  | TRUE | null
869 | SKOV K 120.00-SOPN GY1 120.00-1 |  | 713 | 715 | 1 | 2.9678 | 10.3899 | 220.6064 | 0 | 0.42801 | 1 | 1 |  | TRUE | null
870 | NLOZSP1 120.00-SKOV K 120.00-1 |  | 713 | 769 | 1 | 0.03 | 0.05 | 34.0415 | 0 | 0.40001 | 1 | 1 |  | TRUE | null
871 | SOPK GY1 120.00-SOPN GY1 120.00-1 |  | 714 | 715 | 1 | 1.1626 | 3.7893 | 80.0196 | 0 | 0.56999 | 1 | 1 |  | TRUE | null
872 | SOPK GY1 120.00-SOTAV 120.00-1 |  | 714 | 770 | 1 | 0.16 | 0.18 | 135.9448 | 0 | 0.45601 | 1 | 1 |  | TRUE | null
873 | CSAB GY1 120.00-SUME GY1 120.00-1 |  | 716 | 753 | 1 | 1.37 | 3.97 | 83.9984 | 0 | 0.49999 | 1 | 1 |  | TRUE | null
874 | SUME GY1 120.00-ZGRO 120.00-1 |  | 716 | 771 | 1 | 1.652 | 5.676 | 124.8924 | 0 | 0.56999 | 1 | 1 |  | TRUE | null
875 | SZBA GY1 120.00-SZFN GY1 120.00-1 |  | 717 | 719 | 1 | 1.1 | 3.85 | 82.009 | 0 | 0.56999 | 1 | 1 |  | TRUE | null
876 | SZBA GY1 120.00-SZFD GY1 120.00-1 |  | 717 | 754 | 1 | 1.1281 | 3.8104 | 86.651 | 0 | 0.62301 | 1 | 1 |  | TRUE | null
877 | SZFE GY1 120.00-SZFN GY1 120.00-1 |  | 718 | 719 | 1 | 2.2088 | 7.0417 | 149.2078 | 0 | 0.49999 | 1 | 1 |  | TRUE | null
878 | SZFE GY1 120.00-SZFV GY1 120.00-1 |  | 718 | 721 | 1 | 1.19 | 3.77 | 80.0196 | 0 | 0.37499 | 1 | 1 |  | TRUE | null
879 | ISZK 120.00-SZFE GY1 120.00-1 |  | 718 | 757 | 1 | 1.649 | 5.771 | 122.903 | 0 | 1 | 1 | 1 |  | TRUE | null
880 | SZFN GY1 120.00-SZFN PER 120.00-1 |  | 719 | 720 | 1 | 0.11 | 0.14 | 148.9867 | 0 | 0.40001 | 1 | 1 |  | TRUE | null
881 | SZFD GY1 120.00-SZFV GY1 120.00-1 |  | 721 | 754 | 1 | 1.6948 | 5.4192 | 196.7332 | 0 | 0.37499 | 1 | 1 |  | TRUE | null
882 | SZLS P1 120.00-SZLSTP1 120.00-T1 |  | 723 | 2115 | 1 | 0.5081 | 1.7686 | 37.1362 | 0 | 0.62301 | 1 | 1 |  | TRUE | null
883 | SZLS P2 120.00-SZLSTP2 120.00-T2 |  | 724 | 2116 | 1 | 0.5081 | 1.7686 | 37.1362 | 0 | 0.62301 | 1 | 1 |  | TRUE | null
884 | SZOM B 120.00-SZOM K 120.00-*S |  | 725 | 726 | 1 | 0 | 0.01 | 0 | 0 | 3.149 | 1 | 1 |  | TRUE | null
885 | SZLSTP1 120.00-SZOM B 120.00-T1 |  | 725 | 2115 | 1 | 0.0119 | 0.0414 | 0.88419 | 0 | 0.62301 | 1 | 1 |  | TRUE | null
886 | SZLSTP2 120.00-SZOM K 120.00-T2 |  | 726 | 2116 | 1 | 0.0119 | 0.0414 | 0.88419 | 0 | 0.62301 | 1 | 1 |  | TRUE | null
888 | TABG K2 120.00-TABMTGY2 120.00-T2 |  | 727 | 732 | 1 | 1.12 | 2.49 | 51.0622 | 0 | 0.334 | 1 | 1 |  | TRUE | null
889 | TABG K 120.00-TABMTGY1 120.00-T1 |  | 728 | 731 | 1 | 1.12 | 2.49 | 51.0622 | 0 | 0.334 | 1 | 1 |  | TRUE | null
890 | TABM GY1 120.00-TABMTGY1 120.00-T1 |  | 729 | 731 | 1 | 0.49 | 0.78 | 15.9155 | 0 | 0.26298 | 1 | 1 |  | TRUE | null
891 | TABM GY2 120.00-TABMTGY2 120.00-T2 |  | 730 | 732 | 1 | 0.49 | 0.78 | 15.9155 | 0 | 0.26298 | 1 | 1 |  | TRUE | null
892 | TAPO GY1 120.00-VESZ GY1 120.00-1 |  | 733 | 744 | 1 | 5.47 | 19.12 | 555.0529 | 0 | 0.42801 | 1 | 1 |  | TRUE | null
893 | TNEP 120.00-ZALH 120.00-1 |  | 734 | 2111 | 1 | 0.344 | 1.182 | 26.0837 | 0 | 0.42801 | 1 | 1 |  | TRUE | null
894 | TBIP B 120.00-TBIP K 120.00-*S |  | 736 | 737 | 1 | 0 | 0.01 | 0 | 0 | 3.149 | 1 | 1 |  | TRUE | null
895 | TIMF GY2 120.00-TIMFTGY1 120.00-T |  | 740 | 741 | 1 | 0.04 | 0.12 | 3.0947 | 0 | 0.56999 | 1 | 1 |  | TRUE | null
896 | VEVA 120.00-ZIRC 120.00-1 |  | 745 | 772 | 1 | 4.195 | 14.363 | 318.0888 | 0 | 0.62301 | 1 | 1 |  | TRUE | null
897 | KISBTP 120.00-VEVA 120.00-1 |  | 745 | 2037 | 1 | 2.513 | 8.585 | 190.9859 | 0 | 0.62301 | 1 | 1 |  | TRUE | null
898 | VOGN P1 120.00-VOGNTGY1 120.00-T1 |  | 746 | 748 | 1 | 0.09 | 0.3 | 5.9683 | 0 | 0.56999 | 1 | 1 |  | TRUE | null
899 | VOGN P2 120.00-VOGNTGY2 120.00-T2 |  | 747 | 749 | 1 | 0.08 | 0.28 | 5.9683 | 0 | 0.56999 | 1 | 1 |  | TRUE | null
900 | ZALA GY1 120.00-ZALD GY1 120.00-1 |  | 751 | 752 | 1 | 1.38 | 4.82 | 101.9034 | 0 | 0.56999 | 1 | 1 |  | TRUE | null
901 | SARF GY1 120.00-ZALA GY1 120.00-1 |  | 751 | 1914 | 1 | 1.946 | 6.805 | 143.9026 | 0 | 0.56999 | 1 | 1 |  | TRUE | null
902 | SOPT GY1 120.00-SZHE 120.00-1 |  | 755 | 1998 | 1 | 0.7196 | 2.1258 | 831.3636 | 0 | 0.62301 | 1 | 1 |  | TRUE | null
903 | SZHE 120.00-SZLSTP2 120.00-T2 |  | 755 | 2116 | 1 | 0.7573 | 2.2535 | 834.2372 | 0 | 0.62301 | 1 | 1 |  | TRUE | null
904 | BABR K1 120.00-DIMA K 120.00-1 |  | 774 | 785 | 1 | 3.6 | 10.45 | 232.9852 | 0 | 0.49999 | 1 | 1 |  | TRUE | null
905 | BABR K1 120.00-MKOV K1 120.00-1 |  | 774 | 812 | 1 | 2.63 | 8.06 | 183.0282 | 0 | 0.49999 | 1 | 1 |  | TRUE | null
906 | BCGA B 120.00-BCGA K 120.00-*S |  | 775 | 776 | 1 | 0 | 0.01 | 0 | 0 | 3.149 | 1 | 1 |  | TRUE | null
907 | BCGA K 120.00-BVK B 120.00-1 |  | 776 | 781 | 1 | 0.07 | 0.18 | 213.0908 | 0 | 0.88902 | 1 | 1 |  | TRUE | null
908 | BGYA K1 120.00-NOGR K1 120.00-1 |  | 777 | 819 | 1 | 3.2 | 8.95 | 200.9331 | 0 | 0.56999 | 1 | 1 |  | TRUE | null
909 | BGYA K1 120.00-SZECTP 120.00-T |  | 777 | 835 | 1 | 1.815 | 6.23 | 137.0501 | 0 | 0.56999 | 1 | 1 |  | TRUE | null
910 | BNAD B 120.00-BNAD K 120.00-*S |  | 778 | 779 | 1 | 0 | 0.01 | 0 | 0 | 3.149 | 1 | 1 |  | TRUE | null
911 | BNAD B 120.00-EGES K1 120.00-2 |  | 778 | 788 | 1 | 3.68 | 10.91 | 175.0704 | 0 | 0.45798 | 1 | 1 |  | TRUE | null
912 | BNAD B 120.00-NBAT B 120.00-1 |  | 778 | 817 | 1 | 11.15 | 17.15 | 320.9625 | 0 | 0.325 | 1 | 1 |  | TRUE | null
913 | BNAD K 120.00-EGES K1 120.00-1 |  | 779 | 788 | 1 | 3.6801 | 10.91 | 175.0704 | 0 | 0.45803 | 1 | 1 |  | TRUE | null
914 | BNAD K 120.00-OZDE K1 120.00-1 |  | 779 | 826 | 1 | 1.48 | 5.1 | 112.0716 | 0 | 0.56999 | 1 | 1 |  | TRUE | null
915 | BODR GY1 120.00-KFAL K1 120.00-1 |  | 780 | 803 | 1 | 2.5 | 5.85 | 120.9136 | 0 | 0.334 | 1 | 1 |  | TRUE | null
916 | BVK B 120.00-BVK K 120.00-*S |  | 781 | 782 | 1 | 0 | 0.01 | 0 | 0 | 3.149 | 1 | 1 |  | TRUE | null
917 | DUSN B 120.00-MNYU B 120.00-1 |  | 783 | 813 | 1 | 3.38 | 8.493 | 196.07 | 0 | 0.69999 | 1 | 1 |  | TRUE | null
918 | DIMA B 120.00-DIMA K 120.00-*S |  | 784 | 785 | 1 | 0 | 0.01 | 0 | 0 | 3.149 | 1 | 1 |  | TRUE | null
919 | DIMA B 120.00-MKCE PTR 120.00-1 |  | 784 | 786 | 1 | 0.04 | 0.03 | 30.0626 | 0 | 0.45601 | 1 | 1 |  | TRUE | null
920 | DIMA B 120.00-MESZ GY1 120.00-1 |  | 784 | 810 | 1 | 0.7913 | 2.5062 | 53.0517 | 0 | 0.562 | 1 | 1 |  | TRUE | null
921 | DIMA B 120.00-MBOG K1 120.00-1 |  | 784 | 854 | 1 | 1.804 | 6.116 | 139.0395 | 0 | 0.42801 | 1 | 1 |  | TRUE | null
922 | DIMA K 120.00-MNYU B 120.00-1 |  | 785 | 813 | 1 | 1.01 | 2.53 | 51.0622 | 0 | 0.334 | 1 | 1 |  | TRUE | null
923 | EGER K1 120.00-EGIP K1 120.00-1 |  | 787 | 1797 | 1 | 0.33379 | 0.86026 | 714.6499 | 0 | 0.80011 | 1 | 1 |  | TRUE | null
924 | EGES K1 120.00-EGIP K1 120.00-1 |  | 788 | 1797 | 1 | 0.413 | 1.065 | 885.0784 | 0 | 0.80002 | 1 | 1 |  | TRUE | null
925 | FUZA B 120.00-FUZA K 120.00-*S |  | 791 | 792 | 1 | 0 | 0.01 | 0 | 0 | 3.149 | 1 | 1 |  | TRUE | null
926 | FUZA K 120.00-KORE K1 120.00-1 |  | 792 | 804 | 1 | 4.52 | 12.67 | 284.9316 | 0 | 0.45798 | 1 | 1 |  | TRUE | null
927 | FUZA K 120.00-MAKL K1 120.00-1 |  | 792 | 811 | 1 | 0.642 | 2.117 | 43.9887 | 0 | 0.42801 | 1 | 1 |  | TRUE | null
928 | FUZA K 120.00-SZHAL GY1 120.00-1 |  | 792 | 838 | 1 | 1.34 | 3.66 | 72.0618 | 0 | 0.49999 | 1 | 1 |  | TRUE | null
929 | GYHALGY1 120.00-GYON K1 120.00-1 |  | 793 | 794 | 1 | 1.065 | 3.279 | 74.0513 | 0 | 0.49999 | 1 | 1 |  | TRUE | null
930 | GYHALGY1 120.00-HALM GY1 120.00-1 |  | 793 | 795 | 1 | 1.927 | 7.053 | 145.892 | 0 | 0.49999 | 1 | 1 |  | TRUE | null
931 | GYHALGY1 120.00-SIAD GY1 120.00-1 |  | 793 | 832 | 1 | 0.098 | 0.107 | 83.9984 | 0 | 0.45601 | 1 | 1 |  | TRUE | null
932 | GYON K1 120.00-LORI K1 120.00-1 |  | 794 | 806 | 1 | 3.22 | 9.72 | 188.9965 | 0 | 0.49999 | 1 | 1 |  | TRUE | null
933 | HATM B 120.00-LORI B1 120.00-2 |  | 796 | 805 | 1 | 1.29 | 2.22 | 40.0098 | 0 | 0.26298 | 1 | 1 |  | TRUE | null
934 | HATM K 120.00-LORI K1 120.00-1 |  | 797 | 806 | 1 | 1.29 | 2.22 | 40.0098 | 0 | 0.26298 | 1 | 1 |  | TRUE | null
935 | HATV GY1 120.00-LORI B1 120.00-1 |  | 798 | 805 | 1 | 1.18 | 4.55 | 108.0927 | 0 | 0.71 | 1 | 1 |  | TRUE | null
936 | HEVE GY1 120.00-KORE K1 120.00-1 |  | 799 | 804 | 1 | 2.68 | 9.21 | 202.9226 | 0 | 0.42801 | 1 | 1 |  | TRUE | null
937 | JBER K1 120.00-NAGK K1 120.00-1 |  | 800 | 815 | 1 | 5.88 | 13.26 | 280.0685 | 0 | 0.56999 | 1 | 1 |  | TRUE | null
938 | JBER K1 120.00-UJSZMK1 120.00-1 |  | 800 | 933 | 1 | 8.03 | 12.64 | 248.0164 | 0 | 0.40501 | 1 | 1 |  | TRUE | null
939 | KFAL K1 120.00-SZER K1 120.00-1 |  | 803 | 836 | 1 | 8.11 | 17.96 | 368.0458 | 0 | 0.334 | 1 | 1 |  | TRUE | null
940 | LORI B1 120.00-LORI K1 120.00-*S |  | 805 | 806 | 1 | 0 | 0.01 | 0 | 0 | 3.149 | 1 | 1 |  | TRUE | null
941 | GALG GY1 120.00-LORI B1 120.00-1 |  | 805 | 1799 | 1 | 2.99 | 10.28 | 227.0169 | 0 | 0.56999 | 1 | 1 |  | TRUE | null
942 | JFSZ K1 120.00-LORI B1 120.00-1 |  | 805 | 1805 | 1 | 3.834 | 8.175 | 169.9863 | 0 | 0.63999 | 1 | 1 |  | TRUE | null
943 | LORI K1 120.00-LORIGPGT 120.00-1 |  | 806 | 807 | 1 | 0.20002 | 0.80006 | 0 | 0 | 1.11 | 1 | 1 |  | TRUE | null
944 | LORI K1 120.00-PASZTGY1 120.00-1 |  | 806 | 824 | 1 | 7.065 | 10.637 | 206.9014 | 0 | 0.69999 | 1 | 1 |  | TRUE | null
945 | MBOG K1 120.00-MDEL K1 120.00-1 |  | 809 | 854 | 1 | 0.321 | 1.089 | 24.9785 | 0 | 0.42801 | 1 | 1 |  | TRUE | null
946 | MESZ GY1 120.00-SKER GY1 120.00-1 |  | 810 | 2065 | 1 | 0.82 | 2.55 | 53.9358 | 0 | 0.49999 | 1 | 1 |  | TRUE | null
947 | EGIP K1 120.00-MAKL K1 120.00-1 |  | 811 | 1797 | 1 | 1.3482 | 4.1987 | 783.396 | 0 | 0.42801 | 1 | 1 |  | TRUE | null
948 | MKOV K1 120.00-SZHAL GY1 120.00-1 |  | 812 | 838 | 1 | 2.16 | 5.89 | 116.0505 | 0 | 0.49999 | 1 | 1 |  | TRUE | null
949 | MNYU B 120.00-MNYU K 120.00-*S |  | 813 | 814 | 1 | 0 | 0.01 | 0 | 0 | 3.149 | 1 | 1 |  | TRUE | null
950 | MNYU K 120.00-NYEM K 120.00-1 |  | 814 | 822 | 1 | 2.94 | 9.96 | 227.0169 | 0 | 0.57013 | 1 | 1 |  | TRUE | null
951 | NAGK K1 120.00-SULY K1 120.00-1 |  | 815 | 831 | 1 | 1.888 | 6.67 | 137.9343 | 0 | 0.62301 | 1 | 1 |  | TRUE | null
952 | JFSZ K1 120.00-NAGK K1 120.00-1 |  | 815 | 1805 | 1 | 3.361 | 7.169 | 148.9867 | 0 | 0.56999 | 1 | 1 |  | TRUE | null
953 | OZDC K1 120.00-PUTN GY1 120.00-1 |  | 816 | 825 | 1 | 1.424 | 4.895 | 108.0927 | 0 | 0.56999 | 1 | 1 |  | TRUE | null
954 | NBAT B 120.00-NBAT K 120.00-*S |  | 817 | 818 | 1 | 0 | 0.01 | 0 | 0 | 3.149 | 1 | 1 |  | TRUE | null
955 | NBAT B 120.00-RECSTGY1 120.00-T |  | 817 | 828 | 1 | 2.72 | 9.19 | 208.8909 | 0 | 0.42801 | 1 | 1 |  | TRUE | null
956 | NBAT B 120.00-STAR GY1 120.00-1 |  | 817 | 833 | 1 | 1.72 | 5.8 | 183.0282 | 0 | 0.42801 | 1 | 1 |  | TRUE | null
957 | NBAT B 120.00-SZECTP 120.00-T |  | 817 | 835 | 1 | 3.125 | 10.73 | 236.964 | 0 | 0.56999 | 1 | 1 |  | TRUE | null
958 | NBAT K 120.00-PASZTGY1 120.00-1 |  | 818 | 824 | 1 | 3.535 | 5.323 | 103.8928 | 0 | 0.69999 | 1 | 1 |  | TRUE | null
959 | NBAT K 120.00-STAR GY1 120.00-2 |  | 818 | 833 | 1 | 3.65 | 10.95 | 303.0575 | 0 | 0.37499 | 1 | 1 |  | TRUE | null
960 | NOGR K1 120.00-RETS K1 120.00-1 |  | 819 | 829 | 1 | 2.27 | 7.92 | 169.1021 | 0 | 0.56999 | 1 | 1 |  | TRUE | null
961 | GALG GY1 120.00-NOGR K1 120.00-1 |  | 819 | 1799 | 1 | 0.93 | 3.2 | 70.0724 | 0 | 0.56999 | 1 | 1 |  | TRUE | null
962 | NYEM B 120.00-NYEM K 120.00-*S |  | 821 | 822 | 1 | 0 | 0.01 | 0 | 0 | 3.149 | 1 | 1 |  | TRUE | null
963 | PASZ P1 120.00-PASZTGY1 120.00-T1 |  | 823 | 824 | 1 | 0.059 | 0.203 | 3.9789 | 0 | 0.71 | 1 | 1 |  | TRUE | null
964 | PASZ P1 120.00-PASZTGY1 120.00-T2 |  | 823 | 824 | 1 | 0.059 | 0.203 | 3.9789 | 0 | 0.71 | 1 | 1 |  | TRUE | null
965 | OZDC K1 120.00-OZDE K1 120.00-1 |  | 825 | 826 | 1 | 1.49 | 5.1 | 112.9558 | 0 | 0.42801 | 1 | 1 |  | TRUE | null
966 | RECS P1 120.00-RECSTGY1 120.00-T1 |  | 827 | 828 | 1 | 0.09 | 0.33 | 7.0736 | 0 | 0.71 | 1 | 1 |  | TRUE | null
967 | RECS P1 120.00-RECSTGY1 120.00-T2 |  | 827 | 828 | 1 | 0.09 | 0.33 | 7.0736 | 0 | 0.71 | 1 | 1 |  | TRUE | null
968 | SZEC P1 120.00-SZECTP 120.00-T |  | 834 | 835 | 1 | 0.006 | 0.022 | 0 | 0 | 0.71 | 1 | 1 |  | TRUE | null
969 | THIN P1 120.00-TIFOTGY2 120.00-T2 |  | 837 | 841 | 1 | 0.53 | 1.81 | 41.9992 | 0 | 0.42801 | 1 | 1 |  | TRUE | null
970 | TIFO P1 120.00-TIFO P2 120.00-*S |  | 839 | 840 | 1 | 0 | 0.01 | 0 | 0 | 3.149 | 1 | 1 |  | TRUE | null
971 | OSZL B 120.00-TIFO P1 120.00-1 |  | 839 | 842 | 1 | 0.012 | 0.041 | 1.1052 | 0 | 0.42801 | 1 | 1 |  | TRUE | null
972 | OSZL K 120.00-TIFO P2 120.00-2 |  | 840 | 843 | 1 | 0.012 | 0.041 | 1.1052 | 0 | 0.42801 | 1 | 1 |  | TRUE | null
973 | OSZL B 120.00-TIFOTGY2 120.00-1 |  | 841 | 842 | 1 | 0.153 | 0.527 | 11.9366 | 0 | 0.42801 | 1 | 1 |  | TRUE | null
974 | OSZL B 120.00-OSZL K 120.00-*S |  | 842 | 843 | 1 | 0 | 0.01 | 0 | 0 | 3.149 | 1 | 1 |  | TRUE | null
975 | OSZL B 120.00-POLG K1 120.00-1 |  | 842 | 906 | 1 | 1.611 | 5.52 | 112.9558 | 0 | 0.62301 | 1 | 1 |  | TRUE | null
976 | TUJV 1 120.00-TUJVN 120.00-1 |  | 844 | 928 | 1 | 0.988 | 3.44 | 74.0513 | 0 | 0.42801 | 1 | 1 |  | TRUE | null
977 | TVK 1F1 120.00-TVK P1 120.00-1 |  | 845 | 851 | 1 | 0.25 | 0.85 | 19.0102 | 0 | 0.42801 | 1 | 1 |  | TRUE | null
978 | TVK 1F2 120.00-TVK P2 120.00-1 |  | 846 | 852 | 1 | 0.25 | 0.85 | 19.0102 | 0 | 0.42801 | 1 | 1 |  | TRUE | null
979 | TVK 1F3 120.00-TVK P3 120.00-1 |  | 847 | 853 | 1 | 0.25 | 0.85 | 19.0102 | 0 | 0.42801 | 1 | 1 |  | TRUE | null
980 | TVK 2F1 120.00-TVK P1 120.00-1 |  | 848 | 851 | 1 | 0.04 | 0.14 | 3.0947 | 0 | 0.42801 | 1 | 1 |  | TRUE | null
981 | TVK 2F2 120.00-TVK P2 120.00-1 |  | 849 | 852 | 1 | 0.04 | 0.14 | 3.0947 | 0 | 0.42801 | 1 | 1 |  | TRUE | null
982 | TVK 2F3 120.00-TVK P3 120.00-1 |  | 850 | 853 | 1 | 0.04 | 0.14 | 3.0947 | 0 | 0.42801 | 1 | 1 |  | TRUE | null
983 | BAKTAK1 120.00-MSZALK1 120.00-1 |  | 855 | 887 | 1 | 2.98 | 10.44 | 221.9327 | 0 | 0.42801 | 1 | 1 |  | TRUE | null
984 | BUJF K1 120.00-EBESMK1 120.00-1 |  | 856 | 871 | 1 | 2.99 | 10.48 | 223.038 | 0 | 0.62301 | 1 | 1 |  | TRUE | null
985 | BUJF K1 120.00-PLAD K1 120.00-1 |  | 856 | 905 | 1 | 4.93 | 17.2701 | 366.9406 | 0 | 0.56999 | 1 | 1 |  | TRUE | null
986 | BUJF K1 120.00-SZGH K1 120.00-1 |  | 856 | 911 | 1 | 4.43 | 15.52 | 328.9202 | 0 | 0.62301 | 1 | 1 |  | TRUE | null
987 | BUJV K1 120.00-NADU K1 120.00-1 |  | 857 | 890 | 1 | 4.22 | 14.78 | 314.11 | 0 | 0.56999 | 1 | 1 |  | TRUE | null
988 | DBDK GY1 120.00-DBTOCGY1 120.00-1 |  | 858 | 863 | 1 | 0.335 | 0.07 | 765.049 | 0 | 0.72198 | 1 | 1 |  | TRUE | null
989 | DBDK GY1 120.00-DDEL GY1 120.00-1 |  | 858 | 864 | 1 | 2.539 | 8.888 | 188.7754 | 0 | 0.42801 | 1 | 1 |  | TRUE | null
990 | DBDK GY1 120.00-DKCE P1 120.00-1 |  | 858 | 865 | 1 | 0.24 | 0.05 | 547.9793 | 0 | 0.72198 | 1 | 1 |  | TRUE | null
991 | DBDK GY1 120.00-DMGM GY1 120.00-1 |  | 858 | 870 | 1 | 1.11 | 3.887 | 82.4511 | 0 | 0.42801 | 1 | 1 |  | TRUE | null
992 | DBIP P1 120.00-DBIPTK2 120.00-T2 |  | 859 | 862 | 1 | 0.31 | 1.1 | 22.989 | 0 | 0.56999 | 1 | 1 |  | TRUE | null
993 | DBIP P2 120.00-DBIPTK1 120.00-T1 |  | 860 | 861 | 1 | 0.32 | 1.13 | 24.0943 | 0 | 0.56999 | 1 | 1 |  | TRUE | null
994 | DBIPTK1 120.00-DBTOCGY1 120.00-T1 |  | 861 | 863 | 1 | 0.42 | 1.48 | 30.9468 | 0 | 0.56999 | 1 | 1 |  | TRUE | null
995 | DBIPTK1 120.00-DEBE 120.00-T1 |  | 861 | 867 | 1 | 0.443 | 1.587 | 33.5994 | 0 | 0.56999 | 1 | 1 |  | TRUE | null
996 | DBIPTK2 120.00-DBTOCGY1 120.00-T2 |  | 862 | 863 | 1 | 0.42 | 1.48 | 30.9468 | 0 | 1 | 1 | 1 |  | TRUE | null
997 | DDEL GY1 120.00-LETA K1 120.00-1 |  | 864 | 884 | 1 | 2.695 | 9.433 | 200.27 | 0 | 0.56999 | 1 | 1 |  | TRUE | null
998 | DDEL GY1 120.00-LETA K2 120.00-2 |  | 864 | 885 | 1 | 2.692 | 9.426 | 200.0489 | 0 | 0.56999 | 1 | 1 |  | TRUE | null
999 | DDEL GY1 120.00-DEBG GY2 120.00-1 |  | 864 | 2020 | 1 | 0.12 | 0.027 | 271.4476 | 0 | 0.76999 | 1 | 1 |  | TRUE | null
1000 | DDEL GY1 120.00-DEBG GY2 120.00-2 |  | 864 | 2020 | 1 | 0.12 | 0.027 | 271.4476 | 0 | 0.76999 | 1 | 1 |  | TRUE | null
1001 | EBESMK1 120.00-HSZOBK1 120.00-1 |  | 871 | 875 | 1 | 0.93 | 3.25 | 68.9671 | 0 | 0.62301 | 1 | 1 |  | TRUE | null
1002 | FGYA K1 120.00-MSZALK1 120.00-1 |  | 872 | 887 | 1 | 2.6 | 9.11 | 192.9754 | 0 | 0.56999 | 1 | 1 |  | TRUE | null
1003 | FGYA K1 120.00-VNAM K1 120.00-1 |  | 872 | 934 | 1 | 3.77 | 13.21 | 280.9527 | 0 | 0.56999 | 1 | 1 |  | TRUE | null
1004 | HBOSZK1 120.00-HNAN K1 120.00-1 |  | 873 | 874 | 1 | 3.67 | 10.92 | 230.9957 | 0 | 0.49999 | 1 | 1 |  | TRUE | null
1005 | HSZOBK1 120.00-MACS K 120.00-1 |  | 875 | 937 | 1 | 2.3298 | 8.1227 | 173.7442 | 0 | 0.71 | 1 | 1 |  | TRUE | null
1006 | KARCMK1 120.00-KARCTK1 120.00-1 |  | 877 | 878 | 1 | 0.45 | 1.58 | 34.0415 | 0 | 0.56999 | 1 | 1 |  | TRUE | null
1007 | KARCMK1 120.00-TURK GY1 120.00-1 |  | 877 | 927 | 1 | 3.007 | 10.53 | 223.9222 | 0 | 0.56999 | 1 | 1 |  | TRUE | null
1008 | KARCTK1 120.00-MADA GY1 120.00-1 |  | 878 | 881 | 1 | 0.951 | 3.329 | 70.9566 | 0 | 0.42801 | 1 | 1 |  | TRUE | null
1009 | KISVTP1 120.00-TUZSTK1 120.00-T1 |  | 879 | 931 | 1 | 0.02 | 0.08 | 1.9894 | 0 | 0.56999 | 1 | 1 |  | TRUE | null
1010 | KISVTP2 120.00-TUZSTK2 120.00-T2 |  | 880 | 932 | 1 | 0.02 | 0.06 | 1.1052 | 0 | 0.56999 | 1 | 1 |  | TRUE | null
1011 | MADA GY1 120.00-TIORVK1 120.00-1 |  | 881 | 921 | 1 | 3.683 | 12.901 | 274.1002 | 0 | 0.42801 | 1 | 1 |  | TRUE | null
1012 | NYIRSK 120.00-NYLE K1 120.00-1 |  | 883 | 903 | 1 | 0.24 | 0.85 | 40.0098 | 0 | 0.56999 | 1 | 1 |  | TRUE | null
1013 | MAFU K1 120.00-MTUR B 120.00-1 |  | 886 | 888 | 1 | 3.16 | 11.05 | 234.9746 | 0 | 0.56999 | 1 | 1 |  | TRUE | null
1014 | MAFU K1 120.00-SZAJMK1 120.00-1 |  | 886 | 908 | 1 | 2.01 | 7.02 | 148.9867 | 0 | 0.56999 | 1 | 1 |  | TRUE | null
1015 | MSZALK1 120.00-NYIRBK1 120.00-1 |  | 887 | 898 | 1 | 2.24 | 7.85 | 166.8916 | 0 | 0.57013 | 1 | 1 |  | TRUE | null
1016 | MTUR B 120.00-MTUR K 120.00-*S |  | 888 | 889 | 1 | 0 | 0.01 | 0 | 0 | 3.149 | 1 | 1 |  | TRUE | null
1017 | MTUR B 120.00-TURK GY1 120.00-1 |  | 888 | 927 | 1 | 0.922 | 3.229 | 68.9671 | 0 | 0.71 | 1 | 1 |  | TRUE | null
1018 | MTUR B 120.00-MTURPPV 120.00-1 |  | 888 | 1884 | 1 | 0.447 | 1.56 | 32.9362 | 0 | 0.56999 | 1 | 1 |  | TRUE | null
1019 | KABA1GY1 120.00-NADU K1 120.00-1 |  | 890 | 935 | 1 | 1.381 | 4.793 | 103.8928 | 0 | 0.56999 | 1 | 1 |  | TRUE | null
1020 | NYAD K1 120.00-NYIRBK1 120.00-1 |  | 891 | 898 | 1 | 3.02 | 10.58 | 225.0274 | 0 | 0.56999 | 1 | 1 |  | TRUE | null
1021 | NYAD K1 120.00-SZAE GY1 120.00-1 |  | 891 | 907 | 1 | 0.54 | 1.89 | 40.0098 | 0 | 0.56999 | 1 | 1 |  | TRUE | null
1022 | NYBO 1 120.00-NYIRI 120.00-1 |  | 892 | 1908 | 1 | 1.209 | 4.238 | 90.1878 | 0 | 0.62301 | 1 | 1 |  | TRUE | null
1023 | NYID P1 120.00-NYIDTK1 120.00-T1 |  | 893 | 895 | 1 | 0.41 | 0.91 | 19.0102 | 0 | 0.36999 | 1 | 1 |  | TRUE | null
1024 | NYID P2 120.00-NYIDTK2 120.00-T2 |  | 894 | 896 | 1 | 0.41 | 0.91 | 19.0102 | 0 | 0.36999 | 1 | 1 |  | TRUE | null
1025 | NYIDTK1 120.00-NYIRMK1 120.00-T1 |  | 895 | 900 | 1 | 0.14 | 0.3 | 5.9683 | 0 | 0.36999 | 1 | 1 |  | TRUE | null
1026 | NYIDTK1 120.00-NYIRSB 120.00-T1 |  | 895 | 902 | 1 | 0.38 | 0.84 | 17.0207 | 0 | 0.36999 | 1 | 1 |  | TRUE | null
1027 | NYIDTK2 120.00-NYIRMK2 120.00-T2 |  | 896 | 901 | 1 | 0.14 | 0.3 | 5.9683 | 0 | 0.36999 | 1 | 1 |  | TRUE | null
1028 | NYIDTK2 120.00-NYIRSK 120.00-T2 |  | 896 | 903 | 1 | 0.38 | 0.84 | 17.0207 | 0 | 0.36999 | 1 | 1 |  | TRUE | null
1029 | NYIP 1 120.00-NYIRSB 120.00-1 |  | 897 | 902 | 1 | 0.63 | 2.22 | 47.0833 | 0 | 0.56999 | 1 | 1 |  | TRUE | null
1030 | NYIP 1 120.00-NYIRN 120.00-1 |  | 897 | 1909 | 1 | 1.2773 | 4.4643 | 94.6088 | 0 | 0.42801 | 1 | 1 |  | TRUE | null
1031 | NYIRKK1 120.00-NYIRN 120.00-1 |  | 899 | 1909 | 1 | 0.815 | 2.85 | 59.9042 | 0 | 0.42801 | 1 | 1 |  | TRUE | null
1032 | NYIRJK1 120.00-NYIRKK1 120.00-1 |  | 899 | 2053 | 1 | 2.0489 | 7.1614 | 151.6393 | 0 | 0.62301 | 1 | 1 |  | TRUE | null
1033 | NYIRSB 120.00-NYIRSK 120.00-*S |  | 902 | 903 | 1 | 0 | 0.01 | 0 | 0 | 3.149 | 1 | 1 |  | TRUE | null
1034 | NYIRSB 120.00-NYKCEP12 120.00-1 |  | 902 | 904 | 1 | 0.34 | 0.51 | 767.9226 | 0 | 0.71702 | 1 | 1 |  | TRUE | null
1035 | NYIRJB1 120.00-NYIRSB 120.00-1 |  | 902 | 2052 | 1 | 1.416 | 4.776 | 107.8717 | 0 | 0.42801 | 1 | 1 |  | TRUE | null
1036 | KABA1GY1 120.00-PLAD K1 120.00-1 |  | 905 | 935 | 1 | 1.24 | 4.299 | 93.0614 | 0 | 0.56999 | 1 | 1 |  | TRUE | null
1037 | POLG K1 120.00-TFUR 120.00-1 |  | 906 | 919 | 1 | 6.01 | 21.02 | 446.0759 | 0 | 0.56999 | 1 | 1 |  | TRUE | null
1038 | BALK GY1 120.00-SZAE GY1 120.00-1 |  | 907 | 939 | 1 | 1.071 | 3.749 | 80.0196 | 0 | 0.56999 | 1 | 1 |  | TRUE | null
1039 | SZAJMK1 120.00-SZOLEK1 120.00-1 |  | 908 | 914 | 1 | 1.09 | 3.8 | 80.9038 | 0 | 0.56999 | 1 | 1 |  | TRUE | null
1040 | MTURPPV 120.00-SZARVK1 120.00-1 |  | 909 | 1884 | 1 | 2.087 | 7.29 | 154.955 | 0 | 0.71014 | 1 | 1 |  | TRUE | null
1041 | SZBE GY1 120.00-UJSZMK1 120.00-1 |  | 910 | 933 | 1 | 0.415 | 1.449 | 30.9468 | 0 | 0.56999 | 1 | 1 |  | TRUE | null
1042 | SZOLDP1 120.00-SZOLIT1 120.00-T1 |  | 912 | 917 | 1 | 0.333 | 1.165 | 24.9785 | 0 | 0.56999 | 1 | 1 |  | TRUE | null
1043 | SZOLDP2 120.00-SZOLIT2 120.00-T2 |  | 913 | 918 | 1 | 0.333 | 1.165 | 24.9785 | 0 | 0.56999 | 1 | 1 |  | TRUE | null
1044 | SZOLIGY1 120.00-SZOLIT1 120.00-T1 |  | 915 | 917 | 1 | 0.24 | 0.84 | 17.9049 | 0 | 0.56999 | 1 | 1 |  | TRUE | null
1045 | SZOLIGY2 120.00-SZOLIT2 120.00-T2 |  | 916 | 918 | 1 | 0.24 | 0.84 | 17.9049 | 0 | 0.56999 | 1 | 1 |  | TRUE | null
1046 | TFUR 120.00-TIORVK1 120.00-1 |  | 919 | 921 | 1 | 0.946 | 3.307 | 70.0724 | 0 | 0.42801 | 1 | 1 |  | TRUE | null
1047 | TPUS GY1 120.00-TPUSTP1 120.00-T1 |  | 922 | 923 | 1 | 0.02 | 0.08 | 1.7684 | 0 | 0.56999 | 1 | 1 |  | TRUE | null
1048 | TPUS GY1 120.00-TPUSTP2 120.00-T2 |  | 922 | 924 | 1 | 0.02 | 0.08 | 1.7684 | 0 | 0.56999 | 1 | 1 |  | TRUE | null
1049 | TPUSTP1 120.00-TSZM K1 120.00-T1 |  | 923 | 925 | 1 | 1.16 | 3.92 | 85.9879 | 0 | 0.56999 | 1 | 1 |  | TRUE | null
1050 | BESE 120.00-TPUSTP1 120.00-1 |  | 923 | 938 | 1 | 1.1977 | 4.0386 | 88.8615 | 0 | 0.56999 | 1 | 1 |  | TRUE | null
1051 | TPUSTP2 120.00-TSZM K2 120.00-T2 |  | 924 | 926 | 1 | 1.16 | 3.92 | 85.9879 | 0 | 0.56999 | 1 | 1 |  | TRUE | null
1052 | TUZS K1 120.00-TUZSTK1 120.00-T1 |  | 929 | 931 | 1 | 1.63 | 5.7 | 120.9136 | 0 | 0.56999 | 1 | 1 |  | TRUE | null
1053 | TUZS K2 120.00-TUZSTK2 120.00-T2 |  | 930 | 932 | 1 | 1.64 | 5.76 | 122.0188 | 0 | 0.56999 | 1 | 1 |  | TRUE | null
1054 | MACS B 120.00-MACS K 120.00-*S |  | 936 | 937 | 1 | 0 | 0.01 | 0 | 0 | 3.149 | 1 | 1 |  | TRUE | null
1055 | NYIRI 120.00-SENY GY1 120.00-1 |  | 940 | 1908 | 1 | 1.126 | 3.947 | 83.9984 | 0 | 0.62301 | 1 | 1 |  | TRUE | null
1056 | NYIRJK1 120.00-SENY GY1 120.00-1 |  | 940 | 2053 | 1 | 1.6436 | 5.713 | 47.9675 | 0 | 0.62301 | 1 | 1 |  | TRUE | null
1057 | BALO PV 120.00-BALO PVS1 120.00-*S |  | 949 | 1944 | 1 | 0 | 0.00144 | 0 | 0 | 0.24056 | 1 | 1 |  | TRUE | null
1058 | BALO PV 120.00-BALO PVS2 120.00-*S |  | 949 | 1945 | 1 | 0 | 0.00144 | 0 | 0 | 0.24056 | 1 | 1 |  | TRUE | null
1059 | CECE B 120.00-CECE PV1 120.00-*S |  | 951 | 2112 | 1 | 0 | 0.00144 | 0 | 0 | 0.24008 | 1 | 1 |  | TRUE | null
1060 | CECE B 120.00-CECE PV2 120.00-*S |  | 952 | 2112 | 1 | 0 | 0.00144 | 0 | 0 | 0.24008 | 1 | 1 |  | TRUE | null
1061 | CECE B 120.00-CECE PV3 120.00-*S |  | 953 | 2112 | 1 | 0 | 0.00144 | 0 | 0 | 0.24008 | 1 | 1 |  | TRUE | null
1062 | CECE B 120.00-CECE PV4 120.00-*S |  | 954 | 2112 | 1 | 0 | 0.00144 | 0 | 0 | 0.24008 | 1 | 1 |  | TRUE | null
1063 | VADO PV1 120.00-VADO PV20 120.00-*S |  | 956 | 2123 | 1 | 0 | 0.009936 | 0 | 0 | 1.2028 | 1 | 1 |  | TRUE | null
1064 | VADO PV2 120.00-VADO PV21 120.00-*S |  | 957 | 2124 | 1 | 0 | 0.009936 | 0 | 0 | 1.2028 | 1 | 1 |  | TRUE | null
1065 | VADO PV16 120.00-VADO PV3 120.00-*S |  | 958 | 2119 | 1 | 0 | 0.009936 | 0 | 0 | 0.23575 | 1 | 1 |  | TRUE | null
1066 | VADO PV17 120.00-VADO PV3 120.00-*S |  | 958 | 2120 | 1 | 0 | 0.009936 | 0 | 0 | 0.23575 | 1 | 1 |  | TRUE | null
1067 | VADO PV18 120.00-VADO PV3 120.00-*S |  | 958 | 2121 | 1 | 0 | 0.009936 | 0 | 0 | 0.23575 | 1 | 1 |  | TRUE | null
1068 | VADO PV19 120.00-VADO PV3 120.00-*S |  | 958 | 2122 | 1 | 0 | 0.009936 | 0 | 0 | 0.23575 | 1 | 1 |  | TRUE | null
1069 | AJED 22A 22.000-AJED 22S2 22.000-S |  | 963 | 2007 | 1 | 0 | 4.7916e-05 | 0 | 0 | 0.41412 | 1 | 1 |  | TRUE | null
1070 | AJED 22B 22.000-AJED 22S1 22.000-S |  | 964 | 1958 | 1 | 0 | 4.7916e-05 | 0 | 0 | 0.41412 | 1 | 1 |  | TRUE | null
1071 | ANGY 11C 11.000-TAGA 11 11.000-SF |  | 978 | 1623 | 1 | 0 | 1.13 | 0 | 0 | 0.79989 | 1 | 1 |  | TRUE | null
1072 | ASZF 22A 22.000-ASZF 22S 22.000-S |  | 979 | 2009 | 1 | 0 | 4.7916e-05 | 0 | 0 | 0.013122 | 1 | 1 |  | TRUE | null
1073 | BABA 221 22.000-BABA 22S1 22.000-S |  | 981 | 1959 | 1 | 0 | 4.7916e-05 | 0 | 0 | 0.39391 | 1 | 1 |  | TRUE | null
1074 | BANH 222 22.000-BANH 22S1 22.000-S |  | 987 | 1889 | 1 | 0 | 4.7916e-05 | 0 | 0 | 0.18292 | 1 | 1 |  | TRUE | null
1075 | BARA 221 22.000-BARA 22S 22.000-S |  | 989 | 2014 | 1 | 0 | 0.01 | 0 | 0 | 0.13095 | 1 | 1 |  | TRUE | null
1076 | BEKM 11A 11.000-BEKM 11PS 11.000-*S |  | 999 | 2015 | 1 | 0 | 0.01 | 0 | 0 | 0.050912 | 1 | 1 |  | TRUE | null
1077 | BIAT 221 22.000-BIAT 22PS 22.000-*S |  | 1011 | 2016 | 1 | 0 | 0.01 | 0 | 0 | 0.0049862 | 1 | 1 |  | TRUE | null
1078 | BOGL 221 22.000-BOGL 22S1 22.000-S |  | 1020 | 1960 | 1 | 0 | 4.7916e-05 | 0 | 0 | 1000000 | 1 | 1 |  | TRUE | null
1079 | BONY 221 22.000-BONY 22S1 22.000-S |  | 1022 | 1961 | 1 | 0 | 4.7916e-05 | 0 | 0 | 0.39391 | 1 | 1 |  | TRUE | null
1080 | BONY 221 22.000-BONY 22S2 22.000-S |  | 1022 | 1962 | 1 | 0 | 4.7916e-05 | 0 | 0 | 0.033066 | 1 | 1 |  | TRUE | null
1081 | BOENY331 33.000-BOENY332 33.000-*S |  | 1024 | 2000 | 1 | 0 | 0.00075141 | 0 | 0 | 0.41989 | 1 | 1 |  | TRUE | null
1082 | BUJF 221 22.000-BUJF 221S 22.000-*S |  | 1028 | 2089 | 1 | 0 | 4.8e-05 | 0 | 0 | 0.013122 | 1 | 1 |  | TRUE | null
1083 | CELD 22C 22.000-CELD 22S 22.000-S |  | 1045 | 2017 | 1 | 0 | 0.01 | 0 | 0 | 0.018895 | 1 | 1 |  | TRUE | null
1084 | CSUR 221 22.000-CSUR 22S 22.000-S |  | 1064 | 2018 | 1 | 0 | 4.7916e-05 | 0 | 0 | 0.013122 | 1 | 1 |  | TRUE | null
1085 | DDEL 223 22.000-DDEL 223S 22.000-*S |  | 1078 | 2090 | 1 | 0.0001 | 0.0005 | 0 | 0 | 0.62905 | 1 | 1 |  | TRUE | null
1086 | DOMB 221 22.000-DOMB 22S 22.000-S |  | 1095 | 2023 | 1 | 0 | 4.7916e-05 | 0 | 0 | 0.13095 | 1 | 1 |  | TRUE | null
1087 | DUJV 223 22.000-DUJV 22S 22.000-S |  | 1109 | 1890 | 1 | 0 | 4.7916e-05 | 0 | 0 | 0.13095 | 1 | 1 |  | TRUE | null
1088 | FEBA 22A 22.000-FEBA 22PS 22.000-*S |  | 1150 | 2024 | 1 | 0 | 0.01 | 0 | 0 | 0.086078 | 1 | 1 |  | TRUE | null
1089 | FOT 222 22.000-FOT 22PS 22.000-*S |  | 1157 | 2025 | 1 | 0 | 0.01 | 0 | 0 | 0.014959 | 1 | 1 |  | TRUE | null
1090 | FZSO 221 22.000-FZSO PV 22.000-BV |  | 1161 | 1776 | 1 | 4.84e-05 | 0.0099994 | 0 | 0 | 0.60097 | 1 | 1 |  | TRUE | null
1091 | GEUK 11 11.000-UJPE 112 11.000-SF |  | 1169 | 1671 | 1 | 0 | 1.13 | 0 | 0 | 0.99987 | 1 | 1 |  | TRUE | null
1092 | GODO 221 22.000-GODO 22PS 22.000-*S |  | 1174 | 2026 | 1 | 0 | 0.01 | 0 | 0 | 0.014959 | 1 | 1 |  | TRUE | null
1093 | GYRD 22A 22.000-GYRD 22S1 22.000-S |  | 1186 | 1964 | 1 | 0 | 4.7916e-05 | 0 | 0 | 0.26191 | 1 | 1 |  | TRUE | null
1094 | GYRD 22A 22.000-GYRD 22S2 22.000-S |  | 1186 | 2029 | 1 | 0 | 4.7916e-05 | 0 | 0 | 1000000 | 1 | 1 |  | TRUE | null
1095 | GYRE 224 22.000-GYRE 22S1 22.000-S |  | 1190 | 1965 | 1 | 0 | 4.7916e-05 | 0 | 0 | 0.48812 | 1 | 1 |  | TRUE | null
1096 | HBOSZ221 22.000-HBOSZ221S 22.000-*S |  | 1201 | 1903 | 1 | 0 | 4.8e-05 | 0 | 0 | 0.15405 | 1 | 1 |  | TRUE | null
1097 | HSZOB221 22.000-HSZOB221S 22.000-*S |  | 1208 | 1904 | 1 | 0.0001 | 0.0005 | 0 | 0 | 0.051962 | 1 | 1 |  | TRUE | null
1098 | HUHM 11 11.000-KAPM 11B 11.000-SF |  | 1210 | 1232 | 1 | 0 | 1.66 | 0 | 0 | 1.5998 | 1 | 1 |  | TRUE | null
1100 | IBRAN221 22.000-IBRAN221S 22.000-*S |  | 1211 | 1948 | 1 | 0 | 4.8e-05 | 0 | 0 | 0.26112 | 1 | 1 |  | TRUE | null
1101 | IKER 221 22.000-IKER 22S1 22.000-S |  | 1213 | 1966 | 1 | 0 | 4.7916e-05 | 0 | 0 | 0.13095 | 1 | 1 |  | TRUE | null
1102 | INAL 61 6.0000-INAL 6S1 6.0000-S |  | 1216 | 1967 | 1 | 0 | 3.564e-06 | 0 | 0 | 1000000 | 1 | 1 |  | TRUE | null
1103 | KAPM 11B 11.000-KAPM 11PS 11.000-*S |  | 1232 | 2033 | 1 | 0 | 0.01 | 0 | 0 | 0.034116 | 1 | 1 |  | TRUE | null
1104 | KAPU 222 22.000-KAPU 22S1 22.000-S |  | 1234 | 1968 | 1 | 0 | 4.7916e-05 | 0 | 0 | 1000000 | 1 | 1 |  | TRUE | null
1105 | KAPU 222 22.000-KAPU 22S2 22.000-S |  | 1234 | 1969 | 1 | 0 | 4.7916e-05 | 0 | 0 | 0.13095 | 1 | 1 |  | TRUE | null
1106 | KAPV 223 22.000-KAPV 22S1 22.000-S |  | 1237 | 1970 | 1 | 0 | 4.7916e-05 | 0 | 0 | 1000000 | 1 | 1 |  | TRUE | null
1107 | KAPV 223 22.000-KAPV 22S2 22.000-S |  | 1237 | 1971 | 1 | 0 | 4.7916e-05 | 0 | 0 | 1000000 | 1 | 1 |  | TRUE | null
1108 | KARCT221 22.000-KARCT221S 22.000-*S |  | 1240 | 2092 | 1 | 0 | 4.8e-05 | 0 | 0 | 0.39312 | 1 | 1 |  | TRUE | null
1109 | KATO 11B 11.000-KATO 11C 11.000-*S |  | 1244 | 1245 | 1 | 0 | 0.01 | 0 | 0 | 3.1492 | 1 | 1 |  | TRUE | null
1110 | KELG 11 11.000-KFOL 11A 11.000-SF |  | 1256 | 1268 | 1 | 0 | 1.39 | 0 | 0 | 0.99987 | 1 | 1 |  | TRUE | null
1111 | KERT 22B 22.000-KERT 22S1 22.000-S |  | 1261 | 1972 | 1 | 0 | 4.7916e-05 | 0 | 0 | 1000000 | 1 | 1 |  | TRUE | null
1112 | KESZ 221 22.000-KESZ 22S 22.000-S |  | 1263 | 1892 | 1 | 0 | 4.7916e-05 | 0 | 0 | 0.013122 | 1 | 1 |  | TRUE | null
1113 | KIGA 221 22.000-KIGA 22S 22.000-S |  | 1270 | 2034 | 1 | 0 | 4.7916e-05 | 0 | 0 | 1.2599 | 1 | 1 |  | TRUE | null
1114 | KIGB 221 22.000-KIGB 22S 22.000-S |  | 1271 | 2035 | 1 | 0 | 4.7916e-05 | 0 | 0 | 0.99698 | 1 | 1 |  | TRUE | null
1115 | KIGM 221 22.000-KIGM 22S2 22.000-S |  | 1273 | 1974 | 1 | 0 | 4.7916e-05 | 0 | 0 | 0.15693 | 1 | 1 |  | TRUE | null
1116 | KIGM 222 22.000-KIGM 22S1 22.000-S |  | 1274 | 1973 | 1 | 0 | 4.7916e-05 | 0 | 0 | 0.10996 | 1 | 1 |  | TRUE | null
1118 | KISVT221 22.000-KISVT221S 22.000-*S |  | 1285 | 1905 | 1 | 0 | 4.8e-05 | 0 | 0 | 0.15693 | 1 | 1 |  | TRUE | null
1119 | KOBA 11A 11.000-KOBA 11PS 11.000-*S |  | 1287 | 2038 | 1 | 0 | 0.01 | 0 | 0 | 1000000 | 1 | 1 |  | TRUE | null
1120 | KOHE 11 11.000-NEPL 112 11.000-SF |  | 1289 | 1402 | 1 | 0 | 1.39 | 0 | 0 | 0.99987 | 1 | 1 |  | TRUE | null
1121 | KOMA 223 22.000-KOMA 22S1 22.000-S |  | 1292 | 1975 | 1 | 0 | 4.7916e-05 | 0 | 0 | 0.13095 | 1 | 1 |  | TRUE | null
1122 | KORM 221 22.000-KORM 22S 22.000-S |  | 1304 | 2039 | 1 | 0 | 4.7916e-05 | 0 | 0 | 1000000 | 1 | 1 |  | TRUE | null
1123 | KUNSZ221 22.000-KUNSZ221S 22.000-*S |  | 1313 | 2095 | 1 | 0 | 4.8e-05 | 0 | 0 | 0.051962 | 1 | 1 |  | TRUE | null
1124 | LAKE 11 11.000-PLOR 11D 11.000-SF |  | 1321 | 1480 | 1 | 0 | 1.39 | 0 | 0 | 0.99987 | 1 | 1 |  | TRUE | null
1125 | LENT 22B 22.000-LENT 22S 22.000-S |  | 1323 | 2040 | 1 | 0 | 4.7916e-05 | 0 | 0 | 1000000 | 1 | 1 |  | TRUE | null
1126 | LETA 22A 22.000-LETA 22AS 22.000-*S |  | 1326 | 2096 | 1 | 0.0001 | 0.0005 | 0 | 0 | 0.013122 | 1 | 1 |  | TRUE | null
1127 | LITR 223 22.000-LITR 22S1 22.000-S |  | 1329 | 1977 | 1 | 0 | 0.01 | 0 | 0 | 0.36688 | 1 | 1 |  | TRUE | null
1128 | MAFU 221 22.000-MAFU 221S 22.000-*S |  | 1336 | 2097 | 1 | 0 | 4.8e-05 | 0 | 0 | 0.051962 | 1 | 1 |  | TRUE | null
1129 | MARC 221 22.000-MARC 22S 22.000-S |  | 1338 | 1894 | 1 | 0 | 4.7916e-05 | 0 | 0 | 0.039102 | 1 | 1 |  | TRUE | null
1130 | MLSZ 221 22.000-MLSZ 22S1 22.000-S |  | 1357 | 1978 | 1 | 0 | 4.7916e-05 | 0 | 0 | 0.6301 | 1 | 1 |  | TRUE | null
1131 | MOHA 221 22.000-MOHA 22S1 22.000-S |  | 1366 | 1979 | 1 | 0 | 4.7916e-05 | 0 | 0 | 1000000 | 1 | 1 |  | TRUE | null
1132 | MOHA 221 22.000-MOHA 22S2 22.000-S |  | 1366 | 1980 | 1 | 0 | 4.7916e-05 | 0 | 0 | 1000000 | 1 | 1 |  | TRUE | null
1133 | MOVR 226 22.000-MOVR 22S 22.000-S |  | 1382 | 2041 | 1 | 0 | 4.7916e-05 | 0 | 0 | 0.030967 | 1 | 1 |  | TRUE | null
1134 | MSZAL221 22.000-MSZAL221S 22.000-*S |  | 1383 | 1906 | 1 | 0 | 4.8e-05 | 0 | 0 | 0.051962 | 1 | 1 |  | TRUE | null
1135 | MTUR 221 22.000-MTUR 221S 22.000-*S |  | 1389 | 2098 | 1 | 0 | 4.8e-05 | 0 | 0 | 0.17006 | 1 | 1 |  | TRUE | null
1136 | NAGK 221 22.000-NAGK 22S 22.000-*S |  | 1395 | 2082 | 1 | 0 | 0.01 | 0 | 0 | 0.52513 | 1 | 1 |  | TRUE | null
1137 | NYAD 221 22.000-NYAD 221S 22.000-*S |  | 1415 | 1907 | 1 | 0 | 4.8e-05 | 0 | 0 | 0.23593 | 1 | 1 |  | TRUE | null
1138 | NYIRK111 11.000-NYIRK111S 11.000-*S |  | 1425 | 2100 | 1 | 0 | 4.8e-05 | 0 | 0 | 0.26086 | 1 | 1 |  | TRUE | null
1139 | NYIRK112S 11.000-NYIRK113 11.000-*S |  | 1426 | 2101 | 1 | 0 | 4.8e-05 | 0 | 0 | 0.26086 | 1 | 1 |  | TRUE | null
1140 | NYIRB221 22.000-NYIRB221S 22.000-*S |  | 1432 | 2103 | 1 | 0 | 4.8e-05 | 0 | 0 | 0.11809 | 1 | 1 |  | TRUE | null
1141 | NYIRB222 22.000-NYIRB222S 22.000-*S |  | 1433 | 2104 | 1 | 0 | 4.8e-05 | 0 | 0 | 0.11809 | 1 | 1 |  | TRUE | null
1142 | ORIP 221 22.000-ORIP 22S1 22.000-S |  | 1443 | 1981 | 1 | 0 | 4.7916e-05 | 0 | 0 | 0.13095 | 1 | 1 |  | TRUE | null
1143 | ORIP 223 22.000-ORIP 22S2 22.000-S |  | 1445 | 1982 | 1 | 0 | 4.7916e-05 | 0 | 0 | 0.39207 | 1 | 1 |  | TRUE | null
1144 | ORIP 351 35.000-ORIP 35S1 35.000-S |  | 1446 | 1983 | 1 | 0 | 0.00012127 | 0 | 0 | 0.13098 | 1 | 1 |  | TRUE | null
1145 | PAKSD221 22.000-PAKSD22S1 22.000-S |  | 1460 | 1984 | 1 | 0 | 4.7916e-05 | 0 | 0 | 0.39391 | 1 | 1 |  | TRUE | null
1146 | PAPA 221 22.000-PAPA 22S1 22.000-S |  | 1465 | 2058 | 1 | 0 | 4.7916e-05 | 0 | 0 | 1000000 | 1 | 1 |  | TRUE | null
1147 | PAPA 222 22.000-PAPA 22S2 22.000-S |  | 1466 | 2059 | 1 | 0 | 4.7916e-05 | 0 | 0 | 0.013122 | 1 | 1 |  | TRUE | null
1148 | POLG 223 22.000-POLG 223S 22.000-*S |  | 1485 | 2105 | 1 | 0 | 4.8e-05 | 0 | 0 | 0.26191 | 1 | 1 |  | TRUE | null
1149 | RACK 22A 22.000-RACK 22PS 22.000-*S |  | 1492 | 2060 | 1 | 0 | 0.01 | 0 | 0 | 0.017058 | 1 | 1 |  | TRUE | null
1150 | RECS 221 22.000-RECS 22S 22.000-*S |  | 1497 | 1953 | 1 | 0 | 4.7916e-05 | 0 | 0 | 0.025981 | 1 | 1 |  | TRUE | null
1151 | SARB 221 22.000-SARB 22S 22.000-S |  | 1507 | 1896 | 1 | 0 | 4.7916e-05 | 0 | 0 | 0.051962 | 1 | 1 |  | TRUE | null
1152 | SARB 221 22.000-SARB 22S1 22.000-S |  | 1507 | 2061 | 1 | 0 | 4.7916e-05 | 0 | 0 | 0.13095 | 1 | 1 |  | TRUE | null
1153 | SIKO 22B 22.000-SIKO 22S 22.000-S |  | 1517 | 2062 | 1 | 0 | 4.7916e-05 | 0 | 0 | 1000000 | 1 | 1 |  | TRUE | null
1154 | SKSZ 221 22.000-SKSZ 22S1 22.000-S |  | 1525 | 1985 | 1 | 0 | 4.7916e-05 | 0 | 0 | 0.60412 | 1 | 1 |  | TRUE | null
1155 | SORS 22A 22.000-SORS 22PS 22.000-*S |  | 1539 | 2067 | 1 | 0 | 0.01 | 0 | 0 | 0.025981 | 1 | 1 |  | TRUE | null
1156 | SZARV222 22.000-SZARV222S 22.000-*S |  | 1553 | 2107 | 1 | 0 | 4.8e-05 | 0 | 0 | 0.6259 | 1 | 1 |  | TRUE | null
1157 | SZBA 221 22.000-SZBA 22S1 22.000-S |  | 1554 | 2068 | 1 | 0 | 0.01 | 0 | 0 | 0.087127 | 1 | 1 |  | TRUE | null
1158 | SZBA 222 22.000-SZBA 22S2 22.000-S |  | 1555 | 2069 | 1 | 0 | 0.01 | 0 | 0 | 0.38105 | 1 | 1 |  | TRUE | null
1159 | SZEC 22 22.000-SZEC 22S 22.000-*S |  | 1559 | 1954 | 1 | 0 | 4.7916e-05 | 0 | 0 | 0.025981 | 1 | 1 |  | TRUE | null
1160 | SZEH 221 22.000-SZEH 22S1 22.000-S |  | 1560 | 1986 | 1 | 0 | 4.7916e-05 | 0 | 0 | 0.025981 | 1 | 1 |  | TRUE | null
1161 | SZEK 22B 22.000-SZEK 22S 22.000-S |  | 1567 | 1987 | 1 | 0 | 4.7916e-05 | 0 | 0 | 0.52513 | 1 | 1 |  | TRUE | null
1162 | SZER 221 22.000-SZER 22S1 22.000-*S |  | 1568 | 1955 | 1 | 0 | 4.7916e-05 | 0 | 0 | 0.12597 | 1 | 1 |  | TRUE | null
1163 | SZER 221 22.000-SZER 22S2 22.000-*S |  | 1568 | 1956 | 1 | 0 | 4.7916e-05 | 0 | 0 | 0.013122 | 1 | 1 |  | TRUE | null
1164 | SZFD 221 22.000-SZFD 22S 22.000-S |  | 1572 | 2070 | 1 | 0 | 0.01 | 0 | 0 | 0.025981 | 1 | 1 |  | TRUE | null
1165 | SZGH 221 22.000-SZGH 221S 22.000-*S |  | 1584 | 1950 | 1 | 0 | 4.8e-05 | 0 | 0 | 0.087915 | 1 | 1 |  | TRUE | null
1166 | SZIG 221 22.000-SZIG 22S 22.000-S |  | 1588 | 2071 | 1 | 0 | 4.7916e-05 | 0 | 0 | 0.075056 | 1 | 1 |  | TRUE | null
1167 | SZLS 112 11.000-SZLS 11S 11.000-S |  | 1595 | 2072 | 1 | 0 | 4.7916e-05 | 0 | 0 | 1000000 | 1 | 1 |  | TRUE | null
1168 | SZOL 221 22.000-SZOL PV 22.000-*S |  | 1598 | 1787 | 1 | 0 | 0.00033396 | 0 | 0 | 0.23881 | 1 | 1 |  | TRUE | null
1169 | SZOL 222 22.000-SZOL PV2 22.000-*S |  | 1599 | 1946 | 1 | 0 | 4.84e-05 | 0 | 0 | 0.26243 | 1 | 1 |  | TRUE | null
1170 | SZOL 222 22.000-SZOL PV3 22.000-*S |  | 1599 | 1947 | 1 | 0 | 4.84e-05 | 0 | 0 | 0.39365 | 1 | 1 |  | TRUE | null
1171 | SZOLI223 22.000-SZOLI223S 22.000-*S |  | 1605 | 2108 | 1 | 0 | 4.8e-05 | 0 | 0 | 0.15693 | 1 | 1 |  | TRUE | null
1172 | SZOM 222 22.000-SZOM 22S1 22.000-S |  | 1607 | 1988 | 1 | 0 | 4.7916e-05 | 0 | 0 | 0.025981 | 1 | 1 |  | TRUE | null
1173 | SZOM 222 22.000-SZOM 22S4 22.000-S |  | 1607 | 1991 | 1 | 0 | 4.7916e-05 | 0 | 0 | 0.03989 | 1 | 1 |  | TRUE | null
1174 | SZOM 222 22.000-SZOM 22S5 22.000-S |  | 1607 | 2073 | 1 | 0 | 4.7916e-05 | 0 | 0 | 1000000 | 1 | 1 |  | TRUE | null
1175 | SZOM 223 22.000-SZOM 22S2 22.000-S |  | 1608 | 1989 | 1 | 0 | 4.7916e-05 | 0 | 0 | 0.35612 | 1 | 1 |  | TRUE | null
1176 | SZOM 223 22.000-SZOM 22S3 22.000-S |  | 1608 | 1990 | 1 | 0 | 4.7916e-05 | 0 | 0 | 1000000 | 1 | 1 |  | TRUE | null
1177 | TABE 622 6.0000-TABE 632 6.0000-SF |  | 1612 | 1616 | 1 | 0 | 0.2 | 0 | 0 | 1.8321 | 1 | 1 |  | TRUE | null
1178 | TABE 629 6.0000-TABE 630 6.0000-SF |  | 1613 | 1614 | 1 | 0 | 0.18 | 0 | 0 | 2.6404 | 1 | 1 |  | TRUE | null
1179 | TABE 629 6.0000-TABE 631 6.0000-SF |  | 1613 | 1615 | 1 | 0 | 0.18 | 0 | 0 | 2.6404 | 1 | 1 |  | TRUE | null
1180 | TABE 629 6.0000-TABE 636 6.0000-SF |  | 1613 | 1617 | 1 | 0 | 0.59 | 0 | 0 | 0.78039 | 1 | 1 |  | TRUE | null
1181 | TABE 629 6.0000-TABE 639 6.0000-SF |  | 1613 | 1618 | 1 | 0 | 0.17 | 0 | 0 | 2.2998 | 1 | 1 |  | TRUE | null
1182 | TABG 224 22.000-TABG 22S 22.000-S |  | 1620 | 1898 | 1 | 0 | 4.7916e-05 | 0 | 0 | 1000000 | 1 | 1 |  | TRUE | null
1183 | TAPO 22A 22.000-TAPO 22S2 22.000-S |  | 1626 | 1993 | 1 | 0 | 4.7916e-05 | 0 | 0 | 0.024931 | 1 | 1 |  | TRUE | null
1184 | TAPO 22B 22.000-TAPO 22S1 22.000-S |  | 1627 | 1992 | 1 | 0 | 4.7916e-05 | 0 | 0 | 0.3409 | 1 | 1 |  | TRUE | null
1185 | TET 221 22.000-TET 22S 22.000-1 |  | 1632 | 2074 | 1 | 0 | 4.7916e-05 | 0 | 0 | 0.012072 | 1 | 1 |  | TRUE | null
1186 | TIKE 22B 22.000-TIKE 22BS 22.000-*S |  | 1640 | 2109 | 1 | 0 | 4.8e-05 | 0 | 0 | 0.74609 | 1 | 1 |  | TRUE | null
1187 | UJHA 222 22.000-UJHA 22PS 22.000-*S |  | 1669 | 2075 | 1 | 0 | 0.01 | 0 | 0 | 0.12807 | 1 | 1 |  | TRUE | null
1188 | UJPE 112 11.000-UJPE 11PS 11.000-*S |  | 1671 | 1994 | 1 | 0 | 1.1979e-05 | 0 | 0 | 0.16008 | 1 | 1 |  | TRUE | null
1189 | ULLO 221 22.000-ULLO 22PS 22.000-*S |  | 1674 | 2076 | 1 | 0 | 0.01 | 0 | 0 | 0.0060359 | 1 | 1 |  | TRUE | null
1190 | UPF1 11 11.000-ZUGL 11A 11.000-SF |  | 1676 | 1718 | 1 | 0 | 1.13 | 0 | 0 | 0.99987 | 1 | 1 |  | TRUE | null
1191 | UPF2 11 11.000-ZUGL 11C 11.000-SF |  | 1677 | 1720 | 1 | 0 | 1.39 | 0 | 0 | 0.99987 | 1 | 1 |  | TRUE | null
1192 | VIRA 11B 11.000-VIRA 11PS 11.000-*S |  | 1698 | 2077 | 1 | 0 | 0.01 | 0 | 0 | 0.0041989 | 1 | 1 |  | TRUE | null
1193 | MOZS 221 22.000-MOZS 22S 22.000-S |  | 1753 | 2042 | 1 | 0 | 4.7916e-05 | 0 | 0 | 0.051962 | 1 | 1 |  | TRUE | null
1194 | NYBO 222 22.000-NYBO 222S 22.000-*S |  | 1754 | 2099 | 1 | 0 | 4.8e-05 | 0 | 0 | 0.65398 | 1 | 1 |  | TRUE | null
1195 | ZIRC 221 22.000-ZIRC 22S1 22.000-S |  | 1775 | 1995 | 1 | 0 | 4.7916e-05 | 0 | 0 | 0.10497 | 1 | 1 |  | TRUE | null
1196 | GALG 22P 22.000-GALG 22S 22.000-*S |  | 1798 | 2080 | 1 | 0.001 | 0.0005 | 0 | 0 | 1.3129 | 1 | 1 |  | TRUE | null
1197 | MAKL 221 22.000-MAKL 22S 22.000-*S |  | 1808 | 2081 | 1 | 0 | 0.01 | 0 | 0 | 1000000 | 1 | 1 |  | TRUE | null
1198 | SUME 22P1 22.000-SUME 22PS 22.000-S |  | 1809 | 1897 | 1 | 0 | 4.7916e-05 | 0 | 0 | 0.65608 | 1 | 1 |  | TRUE | null
1199 | FGYA 22P 22.000-FGYA 22PS 22.000-*S |  | 1837 | 2091 | 1 | 0 | 4.8e-05 | 0 | 0 | 1.308 | 1 | 1 |  | TRUE | null
1200 | TIKE 22P2 22.000-TIKE 22PS 22.000-*S |  | 1847 | 2110 | 1 | 0 | 4.8e-05 | 0 | 0 | 1.2791 | 1 | 1 |  | TRUE | null
1201 | GYME 221 22.000-GYME 22S1 22.000-S |  | 1855 | 1963 | 1 | 0 | 4.7916e-05 | 0 | 0 | 1000000 | 1 | 1 |  | TRUE | null
1202 | KMAD 221S 22.000-MADA 22P1 22.000-*S |  | 1868 | 2093 | 1 | 0 | 4.8e-05 | 0 | 0 | 0.62905 | 1 | 1 |  | TRUE | null
1203 | KMAD 222S 22.000-MADA 22P2 22.000-*S |  | 1869 | 2094 | 1 | 0 | 4.8e-05 | 0 | 0 | 0.62905 | 1 | 1 |  | TRUE | null
1204 | SENY PV 22 22.000-SENY PV 22S 22.000-*S |  | 1881 | 2106 | 1 | 0 | 4.8e-05 | 0 | 0 | 1.309 | 1 | 1 |  | TRUE | null
1205 | NYIP 22PS 22.000-NYIP PV 22 22.000-*S |  | 1882 | 2102 | 1 | 0 | 4.8e-05 | 0 | 0 | 1.0479 | 1 | 1 |  | TRUE | null
1206 | MTURPPV22P 22.000-MTURPPV22S 22.000-*S |  | 1885 | 1941 | 1 | 0 | 4.8e-05 | 0 | 0 | 1.3051 | 1 | 1 |  | TRUE | null
1207 | GODU 22P2 22.000-GODU 22S2 22.000-*S |  | 1891 | 2028 | 1 | 0 | 0.01 | 0 | 0 | 1.2599 | 1 | 1 |  | TRUE | null
1208 | LEST 22P2 22.000-LEST 22S1 22.000-S |  | 1893 | 1976 | 1 | 0 | 4.7916e-05 | 0 | 0 | 1.3101 | 1 | 1 |  | TRUE | null
1209 | GODU 22P1 22.000-GODU 22S1 22.000-*S |  | 1899 | 2027 | 1 | 0 | 0.01 | 0 | 0 | 1.309 | 1 | 1 |  | TRUE | null
1210 | ANEP 22P 22.000-ANEP 22S 22.000-S |  | 1917 | 2008 | 1 | 0 | 0.01 | 0 | 0 | 0.52513 | 1 | 1 |  | TRUE | null
1211 | PAKM PA 120.00-PAKO GY1 120.00-1 |  | 1934 | 1935 | 1 | 0.016 | 0.018 | 13.9261 | 0 | 0.45601 | 1 | 1 |  | TRUE | null
1212 | PAKM PB 120.00-PAKO GY1 120.00-2 |  | 1934 | 1936 | 1 | 0.016 | 0.018 | 13.9261 | 0 | 0.45601 | 1 | 1 |  | TRUE | null
1213 | NYIRI22P 22.000-NYIRI22PS 22.000-*S |  | 1942 | 1943 | 1 | 0 | 4.8e-05 | 0 | 0 | 1.3069 | 1 | 1 |  | TRUE | null
1214 | SOPT GY1 120.00-SZLSTP1 120.00-T1 |  | 1998 | 2115 | 1 | 0.6826 | 2.314 | 52.6095 | 0 | 0.62301 | 1 | 1 |  | TRUE | null
1215 | DUME FL 15.750-DUME FLS 15.750-*S |  | 2005 | 2006 | 1 | 0 | 0.00017116 | 0 | 0 | 0.73314 | 1 | 1 |  | TRUE | null
1216 | BAMO B 120.00-BAMO K 120.00-*S |  | 2012 | 2013 | 1 | 0 | 0.01 | 0 | 0 | 3.149 | 1 | 1 |  | TRUE | null
1217 | DEBG GY1 120.00-DEBG GY2 120.00-*S |  | 2019 | 2020 | 1 | 0 | 0.01 | 0 | 0 | 3.149 | 1 | 1 |  | TRUE | null
1219 | DEBG GY3 120.00-DEBG GY4 120.00-*S |  | 2021 | 2022 | 1 | 0 | 0.01 | 0 | 0 | 3.149 | 1 | 1 |  | TRUE | null
1220 | NYIRJB1 120.00-NYIRJK1 120.00-*S |  | 2052 | 2053 | 1 | 0 | 0.01 | 0 | 0 | 3.149 | 1 | 1 |  | TRUE | null
1221 | DUME MT 15.750-DUME MTS 15.750-*S |  | 2087 | 2088 | 1 | 0 | 0.00017116 | 0 | 0 | 1.6496 | 1 | 1 |  | TRUE | null
1222 | XBE_NA11 400.00-XBE_NA12 400.00-*S |  | 2125 | 2147 | 1 | 0 | 0.1104 | 0 | 0 | 1000000 | 1 | 1 |  | TRUE | null
1223 | XER_PE11 400.00-XER_PE12 400.00-*S |  | 2126 | 2127 | 1 | 0 | 0.1104 | 0 | 0 | 1000000 | 1 | 1 |  | TRUE | null
1224 | XGN_GA11 400.00-XGY_GA11 400.00-*S |  | 2129 | 2140 | 1 | 0 | 0.1104 | 0 | 0 | 1000000 | 1 | 1 |  | TRUE | null
1225 | XKI_MU21 220.00-XTI_MU21 220.00-*S |  | 2131 | 2135 | 1 | 0 | 0.033396 | 0 | 0 | 1000000 | 1 | 1 |  | TRUE | null
1226 | XSA_SU11 400.00-XSA_SU12 400.00-*S |  | 2134 | 2145 | 1 | 0 | 0.1104 | 0 | 0 | 1000000 | 1 | 1 |  | TRUE | null
1227 | XZU_GY11 400.00-XZU_SZ11 400.00-*S |  | 2138 | 2139 | 1 | 0 | 0.1104 | 0 | 0 | 1000000 | 1 | 1 |  | TRUE | null
1228 | XSA_RI11 400.00-XSA_RI12 400.00-*S |  | 2141 | 2148 | 1 | 0 | 0.1104 | 0 | 0 | 1000000 | 1 | 1 |  | TRUE | null

## line_dc
name | std_type | from_bus_dc | to_bus_dc | length_km | r_ohm_per_km | g_us_per_km | max_i_ka | df | parallel | type | in_service | geo

## trafo
| name | std_type | hv_bus | lv_bus | sn_mva | vn_hv_kv | vn_lv_kv | vk_percent | vkr_percent | pfe_kw | i0_percent | shift_degree | tap_side | tap_neutral | tap_min | tap_max | tap_step_percent | tap_step_degree | tap_pos | tap_changer_type | id_characteristic_table | tap_dependency_table | parallel | df | in_service | power_station_unit | oltc
0 | ALBF B2 120.00-ALBF 11C 11.000-C |  | 4 | 973 | 40 | 126 | 11 | 12.29 | 0.31 | 13.62 | 0.03405 | 330 | hv | 14 | 1 | 27 | 1.154 |  | 16 |  |  | FALSE | 1 | 1 | TRUE | TRUE | TRUE
1 | ALBF K1 120.00-ALBF 11A 11.000-A |  | 5 | 972 | 40 | 126 | 11 | 12.24 | 0.31 | 13.56 | 0.0339 | 330 | hv | 14 | 1 | 27 | 1.154 |  | 18 |  |  | FALSE | 1 | 1 | TRUE | TRUE | TRUE
3 | DEBR B 120.00-DEBR 223 22.000-3 |  | 24 | 1082 | 40 | 120 | 22 | 12.29 | 0.5 | 40 | 0.1 | 180 | hv | 14 | 1 | 27 | 1.154 |  | 22 |  |  | FALSE | 1 | 1 | TRUE | TRUE | TRUE
4 | DEBR K 120.00-DEBR 112 11.000-2 |  | 25 | 1079 | 40 | 120 | 11 | 11.21 | 0.5 | 40 | 0.1 | 330 | hv | 14 | 1 | 27 | 1.154 |  | 23 |  |  | FALSE | 1 | 1 | TRUE | TRUE | TRUE
5 | DEBR K 120.00-DEBR 221 22.000-1 |  | 25 | 1081 | 40 | 120 | 22 | 12.1 | 0.5 | 40 | 0.1 | 180 | hv | 14 | 1 | 27 | 1.154 |  | 22 |  |  | FALSE | 1 | 1 | TRUE | TRUE | TRUE
6 | DETK B 120.00-DETK 353 35.000-3 |  | 29 | 1083 | 40 | 120 | 36.75 | 11.3 | 0.462 | 35.23 | 0.088075 | 330 | hv | 14 | 1 | 27 | 1.154 |  | 15 |  |  | FALSE | 1 | 1 | TRUE | TRUE | TRUE
7 | DETK B 120.00-DETK 354 35.000-4 |  | 29 | 1084 | 40 | 120 | 36.75 | 11 | 0.47325 | 37.05 | 0.092625 | 330 | hv | 14 | 1 | 27 | 1.154 |  | 12 |  |  | FALSE | 1 | 1 | TRUE | TRUE | TRUE
8 | DETK B 120.00-DETK 62 6.0000-S2 |  | 29 | 1086 | 16 | 120 | 6.3 | 11.2 | 0.6244 | 19 | 0.11875 | 330 | hv | 11 | 1 | 21 | 1.5 |  | 10 |  |  | FALSE | 1 | 1 | TRUE | TRUE | TRUE
9 | DETK K 120.00-DETK 61 6.0000-S1 |  | 30 | 1085 | 16 | 120 | 6.3 | 11.2 | 0.68 | 18.45 | 0.11531 | 330 | hv | 11 | 1 | 21 | 1.5 |  | 10 |  |  | FALSE | 1 | 1 | TRUE | TRUE | TRUE
10 | DUJV PGM 120.00-DUJV GY 10.500-GM |  | 42 | 43 | 68 | 126 | 11 | 10.9751 | 0.0484 | 0 | 0.32232 | 330 | hv | 10 | 1 | 20 | 1.5701 |  | 9.9999 |  |  | FALSE | 1 | 1 | TRUE | TRUE | TRUE
11 | DUME B1 120.00-DUME 612 6.0000-1H |  | 45 | 1114 | 16 | 126 | 6.3 | 11.2 | 0.6644 | 19.38 | 0.12112 | 330 |  | 6 | 1 | 11 | 1.5 |  | 6 |  |  | FALSE | 1 | 1 | TRUE | TRUE | TRUE
12 | DUME B1 120.00-DUME MT 15.750-MT |  | 45 | 2087 | 180 | 132 | 15.75 | 11.6 | 0.0167 | 0 | 0.15394 | 330 |  | 6 | 1 | 11 | 1.5 |  | 6 |  |  | FALSE | 1 | 1 | TRUE | TRUE | TRUE
14 | DUME B2 120.00-DUME FL 15.750-FL |  | 46 | 2005 | 180 | 132 | 15.75 | 11.6 | 0.0167 | 0 | 0.15394 | 330 |  | 6 | 1 | 11 | 1.5 |  | 6 |  |  | FALSE | 1 | 1 | TRUE | TRUE | TRUE
15 | DUME K1 120.00-DUME G17 10.500-17 |  | 47 | 54 | 80 | 132 | 10.5 | 12.5 | 0.0375 | 0 | 0.34576 | 330 |  | 6 | 1 | 11 | 1.5 |  | 6 |  |  | FALSE | 1 | 1 | TRUE | TRUE | TRUE
16 | DUME K2 120.00-DUME G14 15.750-14 |  | 48 | 50 | 180 | 132 | 15.75 | 11.6 | 0.0167 | 0 | 0.15367 | 330 |  | 6 | 1 | 11 | 1.5 |  | 6 |  |  | FALSE | 1 | 1 | TRUE | TRUE | TRUE
17 | DUME P15 220.00-DUME G15 15.750-15 |  | 61 | 51 | 193 | 242 | 15.75 | 12 | 0.0259 | 0 | 0.26281 | 330 |  | 6 | 1 | 11 | 1.5 |  | 6 |  |  | FALSE | 1 | 1 | TRUE | TRUE | TRUE
18 | DUME P8T 220.00-DUME G8 15.750-8 |  | 60 | 52 | 250 | 242 | 15.75 | 12.6 | 0.02 | 0 | 0.20289 | 330 |  | 6 | 1 | 11 | 1.5 |  | 6 |  |  | FALSE | 1 | 1 | TRUE | TRUE | TRUE
19 | DUME P7T 220.00-DUME G7 19.000-7 |  | 59 | 57 | 335 | 233.5 | 19 | 12.3016 | 0.197 | 0 | 0.024547 | 330 | hv | 9 | 1 | 17 | 1.9727 |  | 11.9999 |  |  | FALSE | 1 | 1 | TRUE | TRUE | TRUE
20 | GOD B1 120.00-GODGTGY1 11.500-F1 |  | 76 | 941 | 65 | 126 | 11 | 10.9792 | 0.0704 | 0 | 0.40368 | 330 | hv | 14 | 1 | 28 | 1.11 |  | 15.0006 |  |  | FALSE | 1 | 1 | TRUE | TRUE | TRUE
21 | GONYEP1 21.000-GONYEPDI 11.500-2 |  | 92 | 90 | 12 | 22 | 10.5 | 9 | 0.5 | 13.1701 | 0.10975 | 330 |  | 6 | 1 | 11 | 1.5 |  | 6 |  |  | FALSE | 1 | 1 | TRUE | TRUE | TRUE
23 | GONYEP1 400.00-GONYEP1 21.000-1 |  | 93 | 92 | 520 | 420 | 21 | 19.24 | 0.0404 | 0 | 0.15424 | 150 | hv | 10 | 1 | 19 | 1.2487 |  | 6.0003 |  |  | FALSE | 1 | 1 | TRUE | TRUE | TRUE
24 | KISV B 120.00-KISV 25A 25.000-A |  | 117 | 1283 | 12 | 126 | 26.3 | 10 | 0.5 | 10 | 0.083333 | 0 |  | 6 | 1 | 11 | 1.5 |  | 6 |  |  | FALSE | 1 | 1 | TRUE | TRUE | TRUE
25 | KISV K 120.00-KISV 25B 25.000-B |  | 118 | 1284 | 12 | 126 | 26.3 | 10 | 0.5 | 10 | 0.083333 | 0 |  | 6 | 1 | 11 | 1.5 |  | 6 |  |  | FALSE | 1 | 1 | TRUE | TRUE | TRUE
26 | LITR B 120.00-LITRGP1 15.000-P1 |  | 122 | 126 | 155 | 132 | 15 | 14 | 0.0323 | 0 | 0.17846 | 330 |  | 6 | 1 | 11 | 1.5 |  | 6 |  |  | FALSE | 1 | 1 | TRUE | TRUE | TRUE
27 | LITR K 120.00-LITR 351 35.000-1 |  | 123 | 1330 | 40 | 120 | 36.75 | 11.1 | 0.46525 | 36.52 | 0.0913 | 330 | hv | 14 | 1 | 27 | 1.154 |  | 20 |  |  | FALSE | 1 | 1 | TRUE | TRUE | TRUE
29 | MATREP4 220.00-MATREG4 15.750-4 |  | 140 | 146 | 270 | 242 | 15.75 | 11.8 | 0.0185 | 0 | 0.18786 | 330 |  | 6 | 1 | 11 | 1.5 |  | 6 |  |  | FALSE | 1 | 1 | TRUE | TRUE | TRUE
31 | MATREP1 120.00-MATREG1 11.500-1 |  | 142 | 148 | 125 | 132 | 11.5 | 9.11 | 0.024 | 0 | 0.22128 | 330 |  | 6 | 1 | 11 | 1.5 |  | 6 |  |  | FALSE | 1 | 1 | TRUE | TRUE | TRUE
32 | MATREP2 120.00-MATREG2 11.500-2 |  | 143 | 149 | 125 | 132 | 11.5 | 8.93 | 0.024 | 0 | 0.22128 | 330 |  | 6 | 1 | 11 | 1.5 |  | 6 |  |  | FALSE | 1 | 1 | TRUE | TRUE | TRUE
33 | MATREP9 400.00-MATREG9 21.000-9 |  | 153 | 152 | 765 | 400 | 21 | 16 | 0.02 | 0 | 0.0091503 | 150 |  | 6 | 1 | 11 | 1.5 |  | 6 |  |  | FALSE | 1 | 1 | TRUE | TRUE | TRUE
34 | OROE B 120.00-OROE G1 10.500-G1 |  | 166 | 168 | 100 | 132 | 10.5 | 8.64 | 0.4667 | 69.9999 | 0.07 | 330 |  | 6 | 1 | 11 | 1.5 |  | 6 |  |  | FALSE | 1 | 1 | TRUE | TRUE | TRUE
35 | OROE B 120.00-OROE G2 10.500-G2 |  | 166 | 169 | 100 | 132 | 10.5 | 8.63 | 0.4667 | 70.18 | 0.0702 | 330 |  | 6 | 1 | 11 | 1.5 |  | 6 |  |  | FALSE | 1 | 1 | TRUE | TRUE | TRUE
38 | OROE B 120.00-OROE 3K2 3.0000-2S |  | 166 | 1449 | 12 | 126 | 3.15 | 9.8 | 1.25 | 25 | 0.20833 | 330 | hv | 14 | 1 | 27 | 1.154 |  | 12 |  |  | FALSE | 1 | 1 | TRUE | TRUE | TRUE
39 | OROE K 120.00-OROE 3K1 3.0000-1S |  | 167 | 1448 | 12 | 126 | 3.15 | 9.9 | 1.25 | 25 | 0.20833 | 330 | hv | 14 | 1 | 27 | 1.154 |  | 12 |  |  | FALSE | 1 | 1 | TRUE | TRUE | TRUE
40 | PAKSPP1 120.00-PAKSPGY 20.000-PV |  | 178 | 179 | 40 | 132 | 22 | 14.52 | 0.1512 | 0 | 0.57172 | 180 |  | 6 | 1 | 11 | 1.5 |  | 6 |  |  | FALSE | 1 | 1 | TRUE | TRUE | TRUE
41 | PAKS P12 400.00-PAKS G1 15.750-G1 |  | 181 | 189 | 300 | 410 | 15.75 | 12 | 0.201 | 0 | 0.044021 | 330 |  | 6 | 1 | 11 | 1.5 |  | 6 |  |  | FALSE | 1 | 1 | TRUE | TRUE | TRUE
42 | PAKS P12 400.00-PAKS G2 15.750-G2 |  | 181 | 190 | 300 | 410 | 15.75 | 12 | 0.201 | 0 | 0.044021 | 330 |  | 6 | 1 | 11 | 1.5 |  | 6 |  |  | FALSE | 1 | 1 | TRUE | TRUE | TRUE
43 | PAKS P34 400.00-PAKS G3 15.750-G3 |  | 182 | 191 | 300 | 410 | 15.75 | 12 | 0.201 | 0 | 0.044021 | 330 |  | 6 | 1 | 11 | 1.5 |  | 6 |  |  | FALSE | 1 | 1 | TRUE | TRUE | TRUE
44 | PAKS P34 400.00-PAKS G4 15.750-G4 |  | 182 | 192 | 300 | 410 | 15.75 | 12 | 0.201 | 0 | 0.044021 | 330 |  | 6 | 1 | 11 | 1.5 |  | 6 |  |  | FALSE | 1 | 1 | TRUE | TRUE | TRUE
45 | PAKS P56 400.00-PAKS G5 15.750-G5 |  | 183 | 193 | 300 | 410 | 15.75 | 12 | 0.201 | 0 | 0.044021 | 330 |  | 6 | 1 | 11 | 1.5 |  | 6 |  |  | FALSE | 1 | 1 | TRUE | TRUE | TRUE
46 | PAKS P56 400.00-PAKS G6 15.750-G6 |  | 183 | 194 | 300 | 410 | 15.75 | 12 | 0.201 | 0 | 0.044021 | 330 |  | 6 | 1 | 11 | 1.5 |  | 6 |  |  | FALSE | 1 | 1 | TRUE | TRUE | TRUE
47 | PAKS P78 400.00-PAKS G7 15.750-G7 |  | 184 | 195 | 300 | 410 | 15.75 | 12 | 0.201 | 0 | 0.044021 | 330 |  | 6 | 1 | 11 | 1.5 |  | 6 |  |  | FALSE | 1 | 1 | TRUE | TRUE | TRUE
48 | PAKS P78 400.00-PAKS G8 15.750-G8 |  | 184 | 196 | 300 | 410 | 15.75 | 12 | 0.201 | 0 | 0.044021 | 330 |  | 6 | 1 | 11 | 1.5 |  | 6 |  |  | FALSE | 1 | 1 | TRUE | TRUE | TRUE
49 | PAKSUP5 400.00-PAKSUG5 24.000-1 |  | 202 | 200 | 1600 | 405 | 24 | 12 | 0.01 | 0 | 0 | 330 |  | 6 | 1 | 11 | 1.5 |  | 6 |  |  | FALSE | 1 | 1 | TRUE | TRUE | TRUE
50 | PAKSUP6 400.00-PAKSUG6 24.000-2 |  | 203 | 201 | 1600 | 405 | 24 | 12 | 0.01 | 0 | 0 | 330 |  | 6 | 1 | 11 | 1.5 |  | 6 |  |  | FALSE | 1 | 1 | TRUE | TRUE | TRUE
51 | SAJOGPGT 120.00-SAJOGP1 15.000-1 |  | 239 | 241 | 155 | 132 | 15 | 14 | 0.0323 | 0 | 0.17846 | 330 |  | 6 | 1 | 11 | 1.5 |  | 6 |  |  | FALSE | 1 | 1 | TRUE | TRUE | TRUE
52 | SZOL B1 120.00-SZOL 221 22.000-1 |  | 261 | 1598 | 40 | 120 | 22 | 12.21 | 0.5 | 40 | 0.1 | 180 | hv | 14 | 1 | 27 | 1.154 |  | 23 |  |  | FALSE | 1 | 1 | TRUE | TRUE | TRUE
53 | SZOL K 120.00-SZOL 222 22.000-2 |  | 262 | 1599 | 25 | 120 | 22 | 10.2 | 0.6 | 25 | 0.1 | 180 | hv | 14 | 1 | 27 | 1.154 |  | 23 |  |  | FALSE | 1 | 1 | TRUE | TRUE | TRUE
54 | TISZEP1 220.00-TISZEG5 20.000-5 |  | 268 | 265 | 400 | 233.5 | 20 | 12.3016 | 0.197 | 0 | 0.020558 | 330 | hv | 9 | 1 | 17 | 1.9727 |  | 9 |  |  | FALSE | 1 | 1 | TRUE | TRUE | TRUE
55 | TISZEP34 400.00-TISZEG6 20.000-6 |  | 267 | 266 | 400 | 410 | 20 | 14 | 0.02 | 0 | 0.18386 | 150 | hv | 5 | 1 | 10 | 3.252 |  | 6.0001 |  |  | FALSE | 1 | 1 | TRUE | TRUE | TRUE
56 | TISZEP34 400.00-TISZEG4 15.750-4 |  | 267 | 271 | 270 | 420 | 15.75 | 12 | 0.0185 | 0 | 0.29727 | 150 |  | 6 | 1 | 11 | 1.5 |  | 6 |  |  | FALSE | 1 | 1 | TRUE | TRUE | TRUE
57 | TISZEP2 220.00-TISZEG2 15.750-2 |  | 269 | 270 | 270 | 233.5 | 15.75 | 12.6 | 0.02 | 0 | 0.17481 | 330 | hv | 9 | 1 | 17 | 1.9727 |  | 9 |  |  | FALSE | 1 | 1 | TRUE | TRUE | TRUE
58 | TLOK B 120.00-TLOK 22A 22.000-A |  | 274 | 1645 | 25 | 120 | 22 | 11.15 | 0.512 | 15.5 | 0.062 | 180 | hv | 11 | 1 | 21 | 1.5 |  | 19 |  |  | FALSE | 1 | 1 | TRUE | TRUE | TRUE
63 | ZUGL B1 120.00-ZUGL 11C 11.000-C |  | 290 | 1720 | 40 | 120 | 11 | 11.16 | 0.456 | 35.7 | 0.08925 | 330 | hv | 14 | 1 | 27 | 1.154 |  | 22 |  |  | FALSE | 1 | 1 | TRUE | TRUE | TRUE
64 | ZUGL K1 120.00-ZUGL 11A 11.000-A |  | 291 | 1718 | 40 | 126 | 11 | 11.71 | 0.30207 | 13.69 | 0.034225 | 330 | hv | 14 | 1 | 27 | 1.154 |  | 17 |  |  | FALSE | 1 | 1 | TRUE | TRUE | TRUE
65 | CSPG PG45 120.00-CSPG G4 15.750-4 |  | 306 | 295 | 160 | 126 | 15.75 | 11 | 0.0188 | 0 | 0.15022 | 150 | hv | 10 | 1 | 19 | 1.6614 |  | 10 |  |  | FALSE | 1 | 1 | TRUE | TRUE | TRUE
66 | CSPG PG45 120.00-CSPG G5 15.750-5 |  | 306 | 297 | 160 | 126 | 15.75 | 11 | 0.0188 | 0 | 0.15022 | 150 | hv | 10 | 1 | 19 | 1.6614 |  | 10 |  |  | FALSE | 1 | 1 | TRUE | TRUE | TRUE
67 | CSPG MG1 120.00-CSPG G1 15.750-1 |  | 299 | 303 | 160 | 126 | 15.75 | 11 | 0.0188 | 0 | 0.15035 | 150 | hv | 10 | 1 | 19 | 1.6614 |  | 10 |  |  | FALSE | 1 | 1 | TRUE | TRUE | TRUE
68 | CSPG MG2 120.00-CSPG G2 15.750-2 |  | 301 | 304 | 160 | 126 | 15.75 | 11 | 0.0188 | 0 | 0.15035 | 150 | hv | 10 | 1 | 19 | 1.6614 |  | 10 |  |  | FALSE | 1 | 1 | TRUE | TRUE | TRUE
69 | CSPG PG3 120.00-CSPG G3 15.750-3 |  | 302 | 305 | 160 | 126 | 15.75 | 11 | 0.0188 | 0 | 0.15035 | 150 | hv | 10 | 1 | 19 | 1.6614 |  | 10 |  |  | FALSE | 1 | 1 | TRUE | TRUE | TRUE
70 | UJPR GY1 120.00-UJPR P2 10.500-2 |  | 307 | 310 | 50 | 132 | 10.5 | 11.3 | 0.32 | 0 | 0.55321 | 330 |  | 6 | 1 | 11 | 1.5 |  | 6 |  |  | FALSE | 1 | 1 | TRUE | TRUE | TRUE
71 | UJPR GY2 120.00-UJPR P1 10.500-1 |  | 308 | 309 | 98 | 132 | 10.5 | 11.4 | 0.2755 | 0 | 0.28225 | 330 | hv | 8 | 1 | 16 | 1.6667 |  | 12.0002 |  |  | FALSE | 1 | 1 | TRUE | TRUE | TRUE
72 | DUNAPP1 120.00-DUNAPGY 20.000-1 |  | 340 | 341 | 40 | 132 | 22 | 14.52 | 0.1512 | 0 | 0.57172 | 330 |  | 6 | 1 | 11 | 1.5 |  | 6 |  |  | FALSE | 1 | 1 | TRUE | TRUE | TRUE
73 | BARCSGY1 120.00-BARCS221 22.000-1 |  | 343 | 991 | 40 | 120 | 22 | 12.27 | 0.34518 | 16.06 | 0.04015 | 180 | hv | 14 | 1 | 27 | 1.154 |  | 25 |  |  | FALSE | 1 | 1 | TRUE | TRUE | TRUE
75 | BELEMK1 120.00-BELEM25A 25.000-A |  | 344 | 1001 | 12 | 120 | 25 | 8.26 | 0.5 | 10.5 | 0.0875 | 0 | hv | 10 | 1 | 19 | 1.667 |  | 15 |  |  | FALSE | 1 | 1 | TRUE | TRUE | TRUE
76 | BELEMK1 120.00-BELEM25B 25.000-B |  | 344 | 1002 | 12 | 120 | 25 | 8.2 | 0.49 | 11 | 0.091667 | 0 | hv | 10 | 1 | 19 | 1.667 |  | 15 |  |  | FALSE | 1 | 1 | TRUE | TRUE | TRUE
78 | BERE P2 120.00-BERE 61 6.0000-1 |  | 346 | 1003 | 25 | 120 | 6.3 | 9.85 | 0.54 | 33.25 | 0.133 | 330 | hv | 10 | 1 | 19 | 1.154 |  | 19 |  |  | FALSE | 1 | 1 | TRUE | TRUE | TRUE
79 | BFOL K1 120.00-BFOL 22A 22.000-A |  | 347 | 1005 | 25 | 120 | 22 | 10.17 | 0.5876 | 26.5 | 0.106 | 180 | hv | 14 | 1 | 27 | 1.154 |  | 25 |  |  | FALSE | 1 | 1 | TRUE | TRUE | TRUE
80 | BFOL K1 120.00-BFOL 22B 22.000-B |  | 347 | 1006 | 25 | 120 | 22 | 9.88 | 0.37976 | 11.55 | 0.0462 | 180 | hv | 14 | 1 | 27 | 1.154 |  | 25 |  |  | FALSE | 1 | 1 | TRUE | TRUE | TRUE
81 | BFOL K1 120.00-BFOL 25C 25.000-C |  | 347 | 1007 | 12 | 126 | 26.3 | 8.4 | 0.5067 | 11.25 | 0.09375 | 0 | hv | 10 | 1 | 19 | 1.777 |  | 16 |  |  | FALSE | 1 | 1 | TRUE | TRUE | TRUE
82 | BFOL K1 120.00-BFOL 25D 25.000-D |  | 347 | 1008 | 12 | 126 | 26.3 | 10.09 | 0.48 | 9.23 | 0.076917 | 0 | hv | 11 | 1 | 21 | 1.5 |  | 18 |  |  | FALSE | 1 | 1 | TRUE | TRUE | TRUE
83 | BOGL K1 120.00-BOGL 221 22.000-1 |  | 348 | 1020 | 25 | 120 | 22 | 10.62 | 0.58 | 31.81 | 0.12724 | 180 | hv | 14 | 1 | 27 | 1.154 |  | 25 |  |  | FALSE | 1 | 1 | TRUE | TRUE | TRUE
84 | BOGL K1 120.00-BOGL 222 22.000-2 |  | 348 | 1021 | 25 | 120 | 22 | 10.5 | 0.58 | 28.3 | 0.1132 | 180 | hv | 14 | 1 | 27 | 1.154 |  | 25 |  |  | FALSE | 1 | 1 | TRUE | TRUE | TRUE
85 | BONY K1 120.00-BONY 221 22.000-1 |  | 349 | 1022 | 25 | 120 | 22 | 10.31 | 0.62 | 28.96 | 0.11584 | 180 | hv | 14 | 1 | 27 | 1.154 |  | 23 |  |  | FALSE | 1 | 1 | TRUE | TRUE | TRUE
87 | BUZS GY1 120.00-BUZS 221 22.000-1 |  | 350 | 1724 | 25 | 120 | 22 | 10 | 0.3715 | 31.81 | 0.12724 | 180 | hv | 14 | 1 | 27 | 1.154 |  | 23 |  |  | FALSE | 1 | 1 | TRUE | TRUE | TRUE
88 | BUZS GY1 120.00-BUZS 222 22.000-2 |  | 350 | 1725 | 25 | 120 | 22 | 10 | 0.3715 | 31.81 | 0.12724 | 180 | hv | 14 | 1 | 27 | 1.154 |  | 23 |  |  | FALSE | 1 | 1 | TRUE | TRUE | TRUE
89 | BUZS GY1 120.00-BUZS 223 22.000-3 |  | 350 | 1918 | 25 | 120 | 22 | 10 | 0.3715 | 31.81 | 0.12724 | 180 | hv | 14 | 1 | 27 | 1.154 |  | 23 |  |  | FALSE | 1 | 1 | TRUE | TRUE | TRUE
90 | CSUR K1 120.00-CSUR 221 22.000-1 |  | 351 | 1064 | 16 | 120 | 22 | 11.15 | 0.7102 | 22.46 | 0.14037 | 180 | hv | 10 | 1 | 19 | 1.667 |  | 17 |  |  | FALSE | 1 | 1 | TRUE | TRUE | TRUE
91 | CSUR K1 120.00-CSUR 62 6.0000-2 |  | 351 | 1065 | 16 | 120 | 6.3 | 10 | 0.6275 | 17.63 | 0.11019 | 330 | hv | 10 | 1 | 19 | 1.667 |  | 13 |  |  | FALSE | 1 | 1 | TRUE | TRUE | TRUE
92 | DFOL 1 120.00-DFOL 221 22.000-1 |  | 352 | 1087 | 25 | 120 | 22 | 10.18 | 0.37 | 10.29 | 0.04116 | 180 | hv | 14 | 1 | 27 | 1.154 |  | 22 |  |  | FALSE | 1 | 1 | TRUE | TRUE | TRUE
93 | DFOL 1 120.00-DFOL 223 22.000-3 |  | 352 | 1088 | 25 | 120 | 22 | 10.13 | 0.37 | 10.42 | 0.04168 | 180 | hv | 14 | 1 | 27 | 1.154 |  | 22 |  |  | FALSE | 1 | 1 | TRUE | TRUE | TRUE
94 | DFOL 1 120.00-DFOL 22P 22.000-P |  | 352 | 1834 | 50 | 120 | 22 | 10.17 | 0.34 | 16 | 0.032 | 180 | hv | 14 | 1 | 27 | 1.154 |  | 23 |  |  | FALSE | 1 | 1 | TRUE | TRUE | TRUE
95 | DFOL P3 120.00-DFOL 22P3 22.000-P3 |  | 353 | 1728 | 40 | 126 | 22 | 12.24 | 0.316 | 14.69 | 0.036725 | 180 | hv | 14 | 1 | 27 | 1.154 |  | 15 |  |  | FALSE | 1 | 1 | TRUE | TRUE | TRUE
96 | DOMB K1 120.00-DOMB 221 22.000-1 |  | 354 | 1095 | 25 | 120 | 22 | 10.59 | 0.61 | 28.73 | 0.11492 | 180 | hv | 14 | 1 | 27 | 1.154 |  | 23 |  |  | FALSE | 1 | 1 | TRUE | TRUE | TRUE
98 | DUJO1K1 120.00-DUJO 114 11.000-4 |  | 356 | 1101 | 25 | 120 | 11 | 9.96 | 0.53 | 29.8 | 0.1192 | 330 | hv | 9 | 1 | 17 | 1.875 |  | 13 |  |  | FALSE | 1 | 1 | TRUE | TRUE | TRUE
99 | DUJO2K1 120.00-DUJO2115 11.000-5 |  | 357 | 1102 | 25 | 120 | 11 | 9.96 | 0.53 | 29.8 | 0.1192 | 330 | hv | 9 | 1 | 17 | 1.875 |  | 14 |  |  | FALSE | 1 | 1 | TRUE | TRUE | TRUE
100 | DUHAMPTR 120.00-HHER 11 11.000-G1 |  | 358 | 1205 | 53 | 126 | 11 | 12 | 0.27 | 20 | 0.037736 | 330 | hv | 14 | 1 | 27 | 1.154 |  | 21 |  |  | FALSE | 1 | 1 | TRUE | TRUE | TRUE
102 | DUJP GY1 120.00-DUJP 112 11.000-2 |  | 359 | 1104 | 40 | 120 | 11 | 11.1 | 0.47 | 35.2 | 0.088 | 330 | hv | 10 | 1 | 19 | 1.667 |  | 17 |  |  | FALSE | 1 | 1 | TRUE | TRUE | TRUE
103 | DUJP K1 120.00-DUJP 221 22.000-P1 |  | 360 | 1105 | 40 | 126 | 22 | 9.9 | 0.38 | 26.27 | 0.065675 | 180 | hv | 14 | 1 | 27 | 1.154 |  | 17 |  |  | FALSE | 1 | 1 | TRUE | TRUE | TRUE
104 | DUJP K2 120.00-DUJP 222 22.000-P2 |  | 361 | 1106 | 40 | 126 | 22 | 9.91 | 0.38 | 26.25 | 0.065625 | 180 | hv | 14 | 1 | 27 | 1.154 |  | 18 |  |  | FALSE | 1 | 1 | TRUE | TRUE | TRUE
105 | DUJV2K1 120.00-DUJV211A 11.000-A |  | 363 | 1111 | 25 | 120 | 11 | 10.1 | 0.5204 | 23.85 | 0.0954 | 330 | hv | 14 | 1 | 27 | 1.154 |  | 24 |  |  | FALSE | 1 | 1 | TRUE | TRUE | TRUE
106 | HANK 120.00-HANK 61 6.0000-1 |  | 364 | 1195 | 25 | 120 | 6.9 | 9.83 | 0.51908 | 10.97 | 0.04388 | 330 | hv | 12 | 1 | 23 | 1.3636 |  | 18.9997 |  |  | FALSE | 1 | 1 | TRUE | TRUE | TRUE
107 | HANK 120.00-HANK 62 6.0000-2 |  | 364 | 1196 | 25 | 120 | 6.9 | 12 | 0.52 | 10 | 0.04 | 330 | hv | 11 | 1 | 21 | 1.5 |  | 17 |  |  | FALSE | 1 | 1 | TRUE | TRUE | TRUE
108 | KAFUMK1 120.00-KAFUM25B 25.000-B |  | 365 | 1225 | 16 | 126 | 26.3 | 11.65 | 0.51 | 10.72 | 0.067 | 0 | hv | 10 | 1 | 19 | 1.667 |  | 17 |  |  | FALSE | 1 | 1 | TRUE | TRUE | TRUE
110 | KAFUMK2 120.00-KAFUM25D 25.000-D |  | 366 | 1226 | 16 | 126 | 26.3 | 11.85 | 0.52 | 10.9 | 0.068125 | 0 | hv | 10 | 1 | 19 | 1.667 |  | 17 |  |  | FALSE | 1 | 1 | TRUE | TRUE | TRUE
111 | KAFUMK2 120.00-KAFUM22C 22.000-C |  | 366 | 1822 | 25 | 120 | 22 | 10.2 | 0.5872 | 24.75 | 0.099 | 180 | hv | 14 | 1 | 27 | 1.154 |  | 24 |  |  | FALSE | 1 | 1 | TRUE | TRUE | TRUE
112 | KANVMGY1 120.00-KANVM111 11.000-1 |  | 367 | 1227 | 25 | 120 | 11 | 9.82 | 0.36 | 9.99 | 0.03996 | 330 | hv | 14 | 1 | 27 | 1.154 |  | 27 |  |  | FALSE | 1 | 1 | TRUE | TRUE | TRUE
114 | KANVMGY1 120.00-KANVM25A 25.000-A |  | 367 | 1229 | 16 | 126 | 26.3 | 11.8 | 0.56 | 12.0001 | 0.075 | 0 | hv | 10 | 1 | 19 | 1.667 |  | 17 |  |  | FALSE | 1 | 1 | TRUE | TRUE | TRUE
115 | KANVMGY1 120.00-KANVM25B 25.000-B |  | 367 | 1230 | 16 | 126 | 26.6 | 11.86 | 0.56 | 11.9001 | 0.074375 | 0 | hv | 10 | 1 | 19 | 1.667 |  | 18 |  |  | FALSE | 1 | 1 | TRUE | TRUE | TRUE
116 | KAPV B 120.00-KAPV 223 22.000-3 |  | 368 | 1237 | 25 | 120 | 22 | 10.2 | 0.5872 | 24.75 | 0.099 | 180 | hv | 14 | 1 | 27 | 1.154 |  | 24 |  |  | FALSE | 1 | 1 | TRUE | TRUE | TRUE
117 | KAPV K 120.00-KAPV 221 22.000-1 |  | 369 | 1235 | 40 | 120 | 22 | 12.27 | 0.34518 | 16.06 | 0.04015 | 180 | hv | 14 | 1 | 27 | 1.154 |  | 24 |  |  | FALSE | 1 | 1 | TRUE | TRUE | TRUE
119 | KPVK GY1 120.00-KPVK 22K 22.000-2 |  | 370 | 1309 | 50 | 120 | 22 | 10.17 | 0.34 | 16 | 0.032 | 180 | hv | 14 | 1 | 27 | 1.154 |  | 23 |  |  | FALSE | 1 | 1 | TRUE | TRUE | TRUE
120 | KPVK GY1 120.00-KPVK 22N 22.000-1 |  | 370 | 1310 | 50 | 120 | 22 | 10.17 | 0.34 | 16 | 0.032 | 180 | hv | 14 | 1 | 27 | 1.154 |  | 23 |  |  | FALSE | 1 | 1 | TRUE | TRUE | TRUE
122 | KERT GY1 120.00-KERT 11E 11.000-E |  | 371 | 1259 | 25 | 120 | 11 | 10.04 | 0.56 | 30.62 | 0.12248 | 330 | hv | 10 | 1 | 19 | 1.667 |  | 18 |  |  | FALSE | 1 | 1 | TRUE | TRUE | TRUE
124 | KERT GY1 120.00-KERT 22B 22.000-B |  | 371 | 1261 | 25 | 120 | 22 | 10.3 | 0.59 | 27.08 | 0.10832 | 180 | hv | 14 | 1 | 27 | 1.154 |  | 24 |  |  | FALSE | 1 | 1 | TRUE | TRUE | TRUE
125 | KERT GY1 120.00-KERT 22C 22.000-C |  | 371 | 1262 | 25 | 120 | 22 | 10.5401 | 0.36 | 10.73 | 0.04292 | 180 | hv | 14 | 1 | 27 | 1.154 |  | 24 |  |  | FALSE | 1 | 1 | TRUE | TRUE | TRUE
126 | KESZ B1 120.00-KESZ 221 22.000-1 |  | 372 | 1263 | 25 | 120 | 22 | 10.25 | 0.56852 | 27.99 | 0.11196 | 180 | hv | 14 | 1 | 27 | 1.154 |  | 26 |  |  | FALSE | 1 | 1 | TRUE | TRUE | TRUE
127 | KESZ K1 120.00-KESZ 222 22.000-2 |  | 373 | 1264 | 25 | 120 | 22 | 10.48 | 0.598 | 29.64 | 0.11856 | 180 | hv | 14 | 1 | 27 | 1.154 |  | 26 |  |  | FALSE | 1 | 1 | TRUE | TRUE | TRUE
129 | KIRE GY1 120.00-KIRE 11A 11.000-A |  | 374 | 1279 | 25 | 120 | 11 | 10.1 | 0.35844 | 9.891 | 0.039564 | 330 | hv | 14 | 1 | 27 | 1.154 |  | 24 |  |  | FALSE | 1 | 1 | TRUE | TRUE | TRUE
131 | KIRE GY1 120.00-KIRE 22P 22.000-P |  | 374 | 1744 | 50 | 120 | 22 | 10.17 | 0.34 | 16 | 0.032 | 180 | hv | 14 | 1 | 27 | 1.154 |  | 23 |  |  | FALSE | 1 | 1 | TRUE | TRUE | TRUE
132 | KONV GY1 120.00-KONV 111 11.000-1 |  | 376 | 1297 | 63 | 120 | 11 | 14.06 | 0.41 | 51.8 | 0.082222 | 330 | hv | 14 | 1 | 27 | 1.154 |  | 23 |  |  | FALSE | 1 | 1 | TRUE | TRUE | TRUE
133 | KONV GY1 120.00-KONV 112 11.000-2 |  | 376 | 1298 | 63 | 126 | 11 | 14.84 | 0.44 | 30.6 | 0.048571 | 330 | hv | 14 | 1 | 27 | 1.154 |  | 19 |  |  | FALSE | 1 | 1 | TRUE | TRUE | TRUE
134 | KONV GY2 120.00-KONV 113 11.000-3 |  | 377 | 1299 | 63 | 120 | 11 | 14.06 | 0.41 | 51.8 | 0.082222 | 330 | hv | 14 | 1 | 27 | 1.154 |  | 21 |  |  | FALSE | 1 | 1 | TRUE | TRUE | TRUE
135 | KVSZ K1 120.00-KVSZ 351 35.000-1 |  | 378 | 1315 | 25 | 120 | 36.75 | 10.16 | 0.6 | 30 | 0.12 | 330 | hv | 14 | 1 | 27 | 1.154 |  | 21 |  |  | FALSE | 1 | 1 | TRUE | TRUE | TRUE
137 | MARC K1 120.00-MARC 221 22.000-1 |  | 379 | 1338 | 25 | 120 | 22 | 10.54 | 0.616 | 27.22 | 0.10888 | 180 | hv | 14 | 1 | 27 | 1.154 |  | 25 |  |  | FALSE | 1 | 1 | TRUE | TRUE | TRUE
139 | MGODMK1 120.00-MGODM25A 25.000-A |  | 380 | 1348 | 16 | 120 | 26.3 | 11.56 | 0.52 | 12.18 | 0.076125 | 0 | hv | 10 | 1 | 19 | 1.667 |  | 19 |  |  | FALSE | 1 | 1 | TRUE | TRUE | TRUE
140 | MGODMK1 120.00-MGODM25B 25.000-B |  | 380 | 1349 | 12 | 120 | 26.3 | 8 | 0.51 | 11.1 | 0.0925 | 0 | hv | 10 | 1 | 19 | 1.667 |  | 19 |  |  | FALSE | 1 | 1 | TRUE | TRUE | TRUE
141 | MOHA GY1 120.00-MOFA 11 11.000-A |  | 381 | 1362 | 16 | 126 | 11 | 9.73 | 0.38 | 10 | 0.0625 | 330 | hv | 14 | 1 | 27 | 1.154 |  | 18 |  |  | FALSE | 1 | 1 | TRUE | TRUE | TRUE
142 | NKAN K1 120.00-NKAN 112 11.000-2 |  | 382 | 1405 | 25 | 120 | 11 | 9.8 | 0.54 | 16.8 | 0.0672 | 330 | hv | 10 | 1 | 19 | 1.667 |  | 19 |  |  | FALSE | 1 | 1 | TRUE | TRUE | TRUE
143 | NKAN K1 120.00-NKAN 114 11.000-4 |  | 382 | 1406 | 25 | 120 | 11 | 9.83 | 0.5428 | 30.48 | 0.12192 | 330 | hv | 10 | 1 | 19 | 1.667 |  | 19 |  |  | FALSE | 1 | 1 | TRUE | TRUE | TRUE
144 | NKAN K1 120.00-NKAN 221 22.000-1 |  | 382 | 1407 | 25 | 120 | 22 | 10.94 | 0.59 | 31.13 | 0.12452 | 180 | hv | 10 | 1 | 19 | 1.667 |  | 18 |  |  | FALSE | 1 | 1 | TRUE | TRUE | TRUE
146 | NTAD K1 120.00-NTAD 221 22.000-1 |  | 383 | 1411 | 25 | 120 | 22 | 10.5 | 0.636 | 27.65 | 0.1106 | 180 | hv | 14 | 1 | 27 | 1.154 |  | 25 |  |  | FALSE | 1 | 1 | TRUE | TRUE | TRUE
148 | PAKSN 120.00-PAKSN22N 22.000-P |  | 384 | 1839 | 50 | 120 | 22 | 10.17 | 0.34 | 16 | 0.032 | 180 | hv | 14 | 1 | 27 | 1.154 |  | 23 |  |  | FALSE | 1 | 1 | TRUE | TRUE | TRUE
149 | PAKSDK1 120.00-PAKSD221 22.000-1 |  | 385 | 1460 | 25 | 120 | 22 | 10.72 | 0.6128 | 27.75 | 0.111 | 180 | hv | 14 | 1 | 27 | 1.154 |  | 23 |  |  | FALSE | 1 | 1 | TRUE | TRUE | TRUE
150 | PAKSDK1 120.00-PAKSD222 22.000-2 |  | 385 | 1461 | 25 | 120 | 22 | 10.1 | 0.35732 | 10.06 | 0.04024 | 180 | hv | 14 | 1 | 27 | 1.154 |  | 23 |  |  | FALSE | 1 | 1 | TRUE | TRUE | TRUE
155 | PECSEK1 120.00-PECSE351 35.000-1 |  | 388 | 1471 | 40 | 120 | 36.75 | 11.35 | 0.4598 | 37 | 0.0925 | 330 | hv | 14 | 1 | 27 | 1.154 |  | 20 |  |  | FALSE | 1 | 1 | TRUE | TRUE | TRUE
156 | PECSEK1 120.00-PECSE352 35.000-2 |  | 388 | 1472 | 40 | 120 | 36.75 | 11.35 | 0.4573 | 40 | 0.1 | 330 | hv | 14 | 1 | 27 | 1.154 |  | 20 |  |  | FALSE | 1 | 1 | TRUE | TRUE | TRUE
157 | PECSKK1 120.00-PECSK111 11.000-1 |  | 392 | 1473 | 25 | 120 | 11 | 9.87 | 0.37028 | 11 | 0.044 | 330 | hv | 14 | 1 | 27 | 1.154 |  | 27 |  |  | FALSE | 1 | 1 | TRUE | TRUE | TRUE
159 | PUMA K1 120.00-PUMA 111 11.000-1 |  | 393 | 1489 | 25 | 120 | 11 | 10.21 | 0.52 | 26.23 | 0.10492 | 330 | hv | 10 | 1 | 19 | 1.667 |  | 17 |  |  | FALSE | 1 | 1 | TRUE | TRUE | TRUE
161 | PUMA K1 120.00-PUMA 25A 25.000-A |  | 393 | 1491 | 12 | 126 | 26 | 8.08 | 0.49 | 10.4 | 0.086667 | 0 | hv | 10 | 1 | 19 | 1.667 |  | 16 |  |  | FALSE | 1 | 1 | TRUE | TRUE | TRUE
162 | SARB K1 120.00-SARB 221 22.000-1 |  | 394 | 1507 | 25 | 120 | 22 | 10.5 | 0.524 | 27.3 | 0.1092 | 180 | hv | 14 | 1 | 27 | 1.154 |  | 22 |  |  | FALSE | 1 | 1 | TRUE | TRUE | TRUE
164 | SIKL GY1 120.00-SIKL 221 22.000-1 |  | 395 | 1514 | 25 | 120 | 22 | 10.54 | 0.59 | 27.2 | 0.1088 | 180 | hv | 14 | 1 | 27 | 1.154 |  | 22 |  |  | FALSE | 1 | 1 | TRUE | TRUE | TRUE
166 | SIKO K1 120.00-SIKO 22A 22.000-A |  | 397 | 1516 | 25 | 120 | 22 | 9.84 | 0.37556 | 13.23 | 0.05292 | 180 | hv | 14 | 1 | 27 | 1.154 |  | 25 |  |  | FALSE | 1 | 1 | TRUE | TRUE | TRUE
167 | SIKO K1 120.00-SIKO 22B 22.000-B |  | 397 | 1517 | 25 | 120 | 22 | 10.17 | 0.5876 | 26.5 | 0.106 | 180 | hv | 14 | 1 | 27 | 1.154 |  | 25 |  |  | FALSE | 1 | 1 | TRUE | TRUE | TRUE
168 | SIOF K1 120.00-SIOF 221 22.000-1 |  | 398 | 1518 | 40 | 120 | 22 | 12.21 | 0.49293 | 37.42 | 0.09355 | 180 | hv | 14 | 1 | 27 | 1.154 |  | 24 |  |  | FALSE | 1 | 1 | TRUE | TRUE | TRUE
169 | SIOF K1 120.00-SIOF 222 22.000-2 |  | 398 | 1519 | 40 | 120 | 22 | 12.14 | 0.4905 | 37 | 0.0925 | 180 | hv | 14 | 1 | 27 | 1.154 |  | 24 |  |  | FALSE | 1 | 1 | TRUE | TRUE | TRUE
170 | SOJT B 120.00-SOJT 221 22.000-1 |  | 399 | 1526 | 40 | 120 | 22 | 16 | 0.47925 | 14.3 | 0.03575 | 180 | hv | 10 | 1 | 19 | 1.667 |  | 18 |  |  | FALSE | 1 | 1 | TRUE | TRUE | TRUE
172 | SZEH K1 120.00-SZEH 221 22.000-1 |  | 401 | 1560 | 25 | 120 | 22 | 9.77 | 0.38 | 19 | 0.076 | 180 | hv | 14 | 1 | 27 | 1.154 |  | 22 |  |  | FALSE | 1 | 1 | TRUE | TRUE | TRUE
174 | SZEH K1 120.00-SZEH 25A 25.000-A |  | 401 | 1562 | 12 | 126 | 26 | 8.5 | 0.53 | 8.62 | 0.071833 | 0 | hv | 10 | 1 | 19 | 1.667 |  | 14 |  |  | FALSE | 1 | 1 | TRUE | TRUE | TRUE
175 | SZEH K1 120.00-SZEH 25B 25.000-B |  | 401 | 1563 | 12 | 126 | 26 | 8.35 | 0.49 | 12.2 | 0.10167 | 0 | hv | 10 | 1 | 19 | 1.667 |  | 14 |  |  | FALSE | 1 | 1 | TRUE | TRUE | TRUE
176 | SZEHUP1 120.00-SZEHU221 22.000-1 |  | 402 | 1564 | 25 | 126 | 22 | 9.57 | 0.36361 | 11.58 | 0.04632 | 180 | hv | 14 | 1 | 27 | 1.154 |  | 17 |  |  | FALSE | 1 | 1 | TRUE | TRUE | TRUE
177 | SZEHUP1 120.00-SZEHU222 22.000-2 |  | 402 | 1565 | 34 | 126 | 22 | 9.57 | 0.27 | 11.58 | 0.034059 | 180 | hv | 14 | 1 | 27 | 1.154 |  | 17 |  |  | FALSE | 1 | 1 | TRUE | TRUE | TRUE
178 | SZEK K1 120.00-SZEK 22A 22.000-A |  | 403 | 1566 | 40 | 120 | 22 | 11.79 | 0.4905 | 36.5 | 0.09125 | 180 | hv | 14 | 1 | 27 | 1.154 |  | 23 |  |  | FALSE | 1 | 1 | TRUE | TRUE | TRUE
179 | SZEK K1 120.00-SZEK 22B 22.000-B |  | 403 | 1567 | 40 | 120 | 22 | 11.96 | 0.54375 | 38.07 | 0.095175 | 180 | hv | 14 | 1 | 27 | 1.154 |  | 23 |  |  | FALSE | 1 | 1 | TRUE | TRUE | TRUE
180 | SZIG K1 120.00-SZIG 221 22.000-1 |  | 404 | 1588 | 25 | 120 | 22 | 10.5 | 0.636 | 27.65 | 0.1106 | 180 | hv | 14 | 1 | 27 | 1.154 |  | 25 |  |  | FALSE | 1 | 1 | TRUE | TRUE | TRUE
181 | SZIG K1 120.00-SZIG 222 22.000-2 |  | 404 | 1589 | 25 | 120 | 22 | 10.6 | 0.5376 | 25.9 | 0.1036 | 180 | hv | 14 | 1 | 27 | 1.154 |  | 25 |  |  | FALSE | 1 | 1 | TRUE | TRUE | TRUE
182 | TAB 120.00-TAB 221 22.000-1 |  | 405 | 1825 | 25 | 120 | 22 | 10.29 | 0.3536 | 9.7 | 0.0388 | 180 | hv | 14 | 1 | 27 | 1.154 |  | 23 |  |  | FALSE | 1 | 1 | TRUE | TRUE | TRUE
183 | TAMS K1 120.00-TAMS 221 22.000-1 |  | 407 | 1624 | 25 | 120 | 22 | 10.6 | 0.5892 | 28 | 0.112 | 180 | hv | 14 | 1 | 27 | 1.154 |  | 23 |  |  | FALSE | 1 | 1 | TRUE | TRUE | TRUE
185 | GERJ GY1 120.00-GERJ 22P 22.000-P |  | 410 | 1736 | 40 | 120 | 22 | 16 | 0.47925 | 14.3 | 0.03575 | 180 | hv | 10 | 1 | 19 | 1.667 |  | 16 |  |  | FALSE | 1 | 1 | TRUE | TRUE | TRUE
186 | MOZS GY1 120.00-MOZS 221 22.000-1 |  | 411 | 1753 | 25 | 120 | 22 | 10.05 | 0.357 | 10.06 | 0.095175 | 180 | hv | 14 | 1 | 27 | 1.154 |  | 23 |  |  | FALSE | 1 | 1 | TRUE | TRUE | TRUE
187 | PHEN 120.00-PHEN 22P 22.000-P |  | 412 | 1841 | 50 | 120 | 22 | 10.17 | 0.34 | 16 | 0.032 | 180 | hv | 14 | 1 | 27 | 1.154 |  | 23 |  |  | FALSE | 1 | 1 | TRUE | TRUE | TRUE
188 | DUJF 120.00-DUJF 221 22.000-1 |  | 413 | 1100 | 25 | 126 | 22 | 7.7 | 0.27 | 18.722 | 0.074888 | 0 | hv | 10 | 1 | 19 | 1.667 |  | 12 |  |  | FALSE | 1 | 1 | TRUE | TRUE | TRUE
189 | ANGY B2 120.00-ANGY 11C 11.000-C |  | 483 | 978 | 40 | 126 | 11 | 11.83 | 0.3033 | 13.638 | 0.034095 | 330 | hv | 14 | 1 | 27 | 1.154 |  | 16 |  |  | FALSE | 1 | 1 | TRUE | TRUE | TRUE
190 | ANGY K2 120.00-ANGY 11A 11.000-A |  | 485 | 976 | 40 | 126 | 11 | 11.74 | 0.30255 | 13.71 | 0.034275 | 330 | hv | 14 | 1 | 27 | 1.154 |  | 16 |  |  | FALSE | 1 | 1 | TRUE | TRUE | TRUE
191 | ANGY K2 120.00-ANGY 11B 11.000-B |  | 485 | 977 | 40 | 120 | 11 | 11.3 | 0.4625 | 29 | 0.0725 | 330 | hv | 14 | 1 | 27 | 1.154 |  | 23 |  |  | FALSE | 1 | 1 | TRUE | TRUE | TRUE
192 | BEKM GY1 120.00-BEKM 11A 11.000-A |  | 486 | 999 | 25 | 126 | 11 | 14.49 | 0.3888 | 12.805 | 0.05122 | 330 | hv | 14 | 1 | 27 | 1.154 |  | 15 |  |  | FALSE | 1 | 1 | TRUE | TRUE | TRUE
194 | BIAT GY1 120.00-BIAT 221 22.000-1 |  | 487 | 1011 | 40 | 120 | 22 | 12.1 | 0.5 | 36.71 | 0.091775 | 180 | hv | 14 | 1 | 27 | 1.154 |  | 19 |  |  | FALSE | 1 | 1 | TRUE | TRUE | TRUE
195 | BIAT GY1 120.00-BIAT 222 22.000-2 |  | 487 | 1012 | 40 | 126 | 22 | 12.09 | 0.3 | 12.8949 | 0.032237 | 180 | hv | 14 | 1 | 27 | 1.154 |  | 15 |  |  | FALSE | 1 | 1 | TRUE | TRUE | TRUE
196 | BIAT GY1 120.00-BIAT 25A 25.000-A |  | 487 | 1013 | 16 | 126 | 27.5 | 11.14 | 0.5625 | 12.0001 | 0.075 | 0 | hv | 10 | 1 | 19 | 1.667 |  | 15 |  |  | FALSE | 1 | 1 | TRUE | TRUE | TRUE
197 | BIAT GY1 120.00-BIAT 25B 25.000-B |  | 487 | 1014 | 16 | 126 | 27.5 | 11.42 | 0.5625 | 12.0001 | 0.075 | 0 | hv | 10 | 1 | 19 | 1.667 |  | 15 |  |  | FALSE | 1 | 1 | TRUE | TRUE | TRUE
198 | BIAT GY1 120.00-BIAT 22P 22.000-P |  | 487 | 1832 | 50 | 126 | 22 | 12 | 0.25 | 14 | 0.028 | 180 | hv | 14 | 1 | 27 | 1.154 |  | 14 |  |  | FALSE | 1 | 1 | TRUE | TRUE | TRUE
199 | BUDO B 120.00-BUDO 223 22.000-3 |  | 488 | 1027 | 40 | 126 | 22 | 12.1 | 0.27 | 15.438 | 0.038595 | 180 | hv | 14 | 1 | 27 | 1.154 |  | 15 |  |  | FALSE | 1 | 1 | TRUE | TRUE | TRUE
200 | BUDO K 120.00-BUDO 221 22.000-1 |  | 489 | 1025 | 40 | 126 | 22 | 12.1001 | 0.2672 | 15.438 | 0.038595 | 180 | hv | 14 | 1 | 27 | 1.154 |  | 14 |  |  | FALSE | 1 | 1 | TRUE | TRUE | TRUE
202 | BUKO B 120.00-BUKO 11B 11.000-B |  | 490 | 1032 | 63 | 126 | 11 | 13.98 | 0.26635 | 23.72 | 0.037651 | 330 | hv | 14 | 1 | 27 | 1.154 |  | 14 |  |  | FALSE | 1 | 1 | TRUE | TRUE | TRUE
203 | BUKO K 120.00-BUKO 11A 11.000-A |  | 491 | 1031 | 63 | 120 | 11 | 13.73 | 0.4373 | 48.5 | 0.076984 | 330 | hv | 14 | 1 | 27 | 1.154 |  | 21 |  |  | FALSE | 1 | 1 | TRUE | TRUE | TRUE
204 | CSAR B 120.00-CSAR 11C 11.000-C |  | 492 | 1054 | 40 | 126 | 11 | 12.13 | 0.3098 | 14.1 | 0.03525 | 330 | hv | 14 | 1 | 27 | 1.154 |  | 15 |  |  | FALSE | 1 | 1 | TRUE | TRUE | TRUE
205 | CSAR K 120.00-CSAR 11A 11.000-A |  | 493 | 1052 | 40 | 120 | 11 | 11 | 0.461 | 37.13 | 0.092825 | 330 | hv | 14 | 1 | 27 | 1.154 |  | 19 |  |  | FALSE | 1 | 1 | TRUE | TRUE | TRUE
207 | CSEA GY1 120.00-CSEA 11A 11.000-A |  | 494 | 1055 | 63 | 120 | 11 | 15.4301 | 0.4356 | 49.64 | 0.078794 | 330 | hv | 14 | 1 | 27 | 1.154 |  | 20 |  |  | FALSE | 1 | 1 | TRUE | TRUE | TRUE
209 | CSEP B 120.00-CSEP 11B 11.000-B |  | 495 | 1059 | 40 | 126 | 11 | 11.78 | 0.3 | 13.718 | 0.034295 | 150 | hv | 14 | 1 | 27 | 1.154 |  | 16 |  |  | FALSE | 1 | 1 | TRUE | TRUE | TRUE
213 | DCM 2 120.00-DCM 63 6.0000-3 |  | 500 | 1075 | 25 | 120 | 6.3 | 9.9 | 0.5112 | 28.61 | 0.11444 | 330 | hv | 14 | 1 | 27 | 1.154 |  | 12 |  |  | FALSE | 1 | 1 | TRUE | TRUE | TRUE
214 | DIOS B 120.00-DIOS 22B 22.000-B |  | 501 | 1090 | 40 | 126 | 22 | 12.1 | 0.451 | 17.9 | 0.04475 | 180 | hv | 14 | 1 | 27 | 1.154 |  | 16 |  |  | FALSE | 1 | 1 | TRUE | TRUE | TRUE
215 | DIOS B 120.00-DIOS 22C 22.000-C |  | 501 | 1792 | 40 | 126 | 22 | 12 | 0.31 | 14 | 0.035 | 180 | hv | 14 | 1 | 27 | 1.154 |  | 17 |  |  | FALSE | 1 | 1 | TRUE | TRUE | TRUE
216 | DIOS K 120.00-DIOS 22A 22.000-A |  | 502 | 1089 | 40 | 126 | 22 | 12.29 | 0.3238 | 14.84 | 0.0371 | 180 | hv | 14 | 1 | 27 | 1.154 |  | 16 |  |  | FALSE | 1 | 1 | TRUE | TRUE | TRUE
217 | DUKE P1 120.00-DUKE 221 22.000-1 |  | 503 | 1112 | 40 | 120 | 22 | 11.9 | 0.5113 | 34.6 | 0.0865 | 180 | hv | 14 | 1 | 27 | 1.154 |  | 20 |  |  | FALSE | 1 | 1 | TRUE | TRUE | TRUE
218 | DUKE P2 120.00-DUKE 222 22.000-2 |  | 504 | 1113 | 40 | 120 | 22 | 11.9 | 0.51 | 35.6 | 0.089 | 180 | hv | 14 | 1 | 27 | 1.154 |  | 21 |  |  | FALSE | 1 | 1 | TRUE | TRUE | TRUE
219 | DUVA B 120.00-DUVA 223 22.000-3 |  | 507 | 1117 | 40 | 126 | 22 | 12 | 0.31 | 14 | 0.035 | 180 | hv | 14 | 1 | 27 | 1.154 |  | 16 |  |  | FALSE | 1 | 1 | TRUE | TRUE | TRUE
220 | DUVA B 120.00-DUVA 224 22.000-4 |  | 507 | 1118 | 40 | 126 | 22 | 12 | 0.23 | 12.0001 | 0.03 | 180 | hv | 14 | 1 | 27 | 1.154 |  | 16 |  |  | FALSE | 1 | 1 | TRUE | TRUE | TRUE
221 | DUVA K 120.00-DUVA 221 22.000-1 |  | 508 | 1115 | 40 | 126 | 22 | 12 | 0.31 | 14 | 0.035 | 180 | hv | 14 | 1 | 27 | 1.154 |  | 16 |  |  | FALSE | 1 | 1 | TRUE | TRUE | TRUE
222 | DUVA K 120.00-DUVA 222 22.000-2 |  | 508 | 1116 | 40 | 126 | 22 | 11.93 | 0.3397 | 15.3709 | 0.038427 | 180 | hv | 14 | 1 | 27 | 1.154 |  | 16 |  |  | FALSE | 1 | 1 | TRUE | TRUE | TRUE
223 | EBUE GY 120.00-EBUE GY1 11.500-F1 |  | 509 | 510 | 65 | 126 | 11 | 10.9792 | 0.0704 | 0 | 0.40453 | 330 | hv | 14 | 1 | 28 | 1.11 |  | 14.9998 |  |  | FALSE | 1 | 1 | TRUE | TRUE | TRUE
226 | ERD GY1 120.00-ERD 221 22.000-1 |  | 513 | 1142 | 40 | 126 | 22 | 12 | 0.31 | 14 | 0.035 | 180 | hv | 14 | 1 | 27 | 1.154 |  | 17 |  |  | FALSE | 1 | 1 | TRUE | TRUE | TRUE
228 | ERD GY1 120.00-ERD 25A 25.000-A |  | 513 | 1144 | 16 | 132 | 27.5 | 11.76 | 0.47 | 7.67 | 0.047937 | 0 | hv | 10 | 1 | 19 | 1.667 |  | 14 |  |  | FALSE | 1 | 1 | TRUE | TRUE | TRUE
229 | ERD GY1 120.00-ERD 25B 25.000-B |  | 513 | 1145 | 16 | 132 | 27.5 | 11.64 | 0.48 | 8.57 | 0.053562 | 0 | hv | 10 | 1 | 19 | 1.667 |  | 14 |  |  | FALSE | 1 | 1 | TRUE | TRUE | TRUE
230 | ERD GY1 120.00-ERD 25C 25.000-C |  | 513 | 1146 | 16 | 132 | 27.5 | 11.81 | 0.47 | 7.9 | 0.049375 | 0 | hv | 10 | 1 | 19 | 1.667 |  | 14 |  |  | FALSE | 1 | 1 | TRUE | TRUE | TRUE
231 | ERD GY1 120.00-ERD 25D 25.000-D |  | 513 | 1147 | 16 | 132 | 27.5 | 11.79 | 0.48 | 8.51 | 0.053188 | 0 | hv | 10 | 1 | 19 | 1.667 |  | 14 |  |  | FALSE | 1 | 1 | TRUE | TRUE | TRUE
232 | ERZS GY1 120.00-ERZS 11A 11.000-A |  | 514 | 1148 | 63 | 120 | 11 | 14.73 | 0.4122 | 34.57 | 0.054873 | 330 | hv | 14 | 1 | 27 | 1.154 |  | 21 |  |  | FALSE | 1 | 1 | TRUE | TRUE | TRUE
233 | ERZS GY1 120.00-ERZS 11B 11.000-B |  | 514 | 1149 | 63 | 120 | 11 | 14.71 | 0.4121 | 34.8 | 0.055238 | 330 | hv | 14 | 1 | 27 | 1.154 |  | 20 |  |  | FALSE | 1 | 1 | TRUE | TRUE | TRUE
234 | FEBA GY1 120.00-FEBA 22A 22.000-A |  | 515 | 1150 | 40 | 126 | 22 | 12 | 0.31 | 14 | 0.035 | 180 | hv | 14 | 1 | 27 | 1.154 |  | 15 |  |  | FALSE | 1 | 1 | TRUE | TRUE | TRUE
235 | FEBA GY1 120.00-FEBA 22B 22.000-B |  | 515 | 1151 | 40 | 126 | 22 | 12 | 0.31 | 14 | 0.035 | 180 | hv | 14 | 1 | 27 | 1.154 |  | 15 |  |  | FALSE | 1 | 1 | TRUE | TRUE | TRUE
237 | FOT GY2 120.00-FOT 222 22.000-2 |  | 516 | 1157 | 40 | 126 | 22 | 12 | 0.31 | 14 | 0.035 | 180 | hv | 14 | 1 | 27 | 1.154 |  | 17 |  |  | FALSE | 1 | 1 | TRUE | TRUE | TRUE
239 | GANZ GY2 120.00-GANZ 112 11.000-2 |  | 518 | 1168 | 25 | 120 | 11 | 9.97 | 0.5296 | 28.5 | 0.114 | 330 | hv | 14 | 1 | 27 | 1.154 |  | 21 |  |  | FALSE | 1 | 1 | TRUE | TRUE | TRUE
240 | GDIP B1 120.00-SAMS2 222 22.000-2 |  | 519 | 1761 | 120 | 126 | 22 | 13.9 | 0.28 | 52.29 | 0.043575 | 180 | hv | 14 | 1 | 27 | 1.154 |  | 15 |  |  | FALSE | 1 | 1 | TRUE | TRUE | TRUE
241 | GDIP B1 120.00-SAMS2 223 22.000-3 |  | 519 | 1857 | 120 | 126 | 22 | 13.9 | 0.28 | 52.29 | 0.043575 | 180 | hv | 14 | 1 | 27 | 1.154 |  | 15 |  |  | FALSE | 1 | 1 | TRUE | TRUE | TRUE
242 | GDIP K1 120.00-SAMS2 221 22.000-1 |  | 520 | 1760 | 120 | 126 | 22 | 13.9 | 0.28 | 52.29 | 0.043575 | 180 | hv | 14 | 1 | 27 | 1.154 |  | 15 |  |  | FALSE | 1 | 1 | TRUE | TRUE | TRUE
243 | GDIP K1 120.00-SAMS2 224 22.000-4 |  | 520 | 1858 | 120 | 126 | 22 | 13.9 | 0.28 | 52.29 | 0.043575 | 180 | hv | 14 | 1 | 27 | 1.154 |  | 17 |  |  | FALSE | 1 | 1 | TRUE | TRUE | TRUE
245 | GODO B1 120.00-GODO 223 22.000-3 |  | 521 | 1176 | 40 | 126 | 22 | 11.94 | 0.31 | 13.96 | 0.0349 | 180 | hv | 14 | 1 | 27 | 1.154 |  | 16 |  |  | FALSE | 1 | 1 | TRUE | TRUE | TRUE
246 | GODO K1 120.00-GODO 221 22.000-1 |  | 522 | 1174 | 40 | 126 | 22 | 11.9 | 0.31 | 13.62 | 0.03405 | 180 | hv | 14 | 1 | 27 | 1.154 |  | 16 |  |  | FALSE | 1 | 1 | TRUE | TRUE | TRUE
247 | GODM PA 120.00-GODM 25A 25.000-B |  | 523 | 1737 | 16 | 132 | 27.5 | 11.37 | 0.5 | 7.43 | 0.046438 | 0 | hv | 10 | 1 | 19 | 1.667 |  | 17 |  |  | FALSE | 1 | 1 | TRUE | TRUE | TRUE
248 | GODM PB 120.00-GODM 25B 25.000-A |  | 524 | 1738 | 16 | 132 | 27.5 | 11.42 | 0.5 | 7.45 | 0.046562 | 0 | hv | 10 | 1 | 19 | 1.667 |  | 17 |  |  | FALSE | 1 | 1 | TRUE | TRUE | TRUE
249 | GODU GY1 120.00-GODU 22P2 22.000-P2 |  | 525 | 1891 | 50 | 126 | 22 | 12 | 0.25 | 14 | 0.028 | 180 | hv | 14 | 1 | 27 | 1.154 |  | 14 |  |  | FALSE | 1 | 1 | TRUE | TRUE | TRUE
250 | GODU GY1 120.00-GODU 22P1 22.000-P1 |  | 525 | 1899 | 50 | 126 | 22 | 12 | 0.25 | 14 | 0.028 | 180 | hv | 14 | 1 | 27 | 1.154 |  | 14 |  |  | FALSE | 1 | 1 | TRUE | TRUE | TRUE
251 | ILLA GY1 120.00-ILLA 111 11.000-1 |  | 527 | 1819 | 31.5 | 126 | 11 | 19.5 | 0.29 | 15.5 | 0.049206 | 330 | hv | 14 | 1 | 27 | 1.154 |  | 18 |  |  | FALSE | 1 | 1 | TRUE | TRUE | TRUE
252 | ILLA GY1 120.00-ILLA 112 11.000-2 |  | 527 | 1820 | 31.5 | 126 | 11 | 19.5 | 0.29 | 15.5 | 0.049206 | 330 | hv | 14 | 1 | 27 | 1.154 |  | 20 |  |  | FALSE | 1 | 1 | TRUE | TRUE | TRUE
253 | ISTV GY1 120.00-ISTV 25A 25.000-A |  | 528 | 1220 | 16 | 126 | 27.5 | 11.97 | 0.6375 | 13.2 | 0.0825 | 0 | hv | 10 | 1 | 19 | 1.667 |  | 14 |  |  | FALSE | 1 | 1 | TRUE | TRUE | TRUE
254 | ISTV GY2 120.00-ISTV 11D 11.000-D |  | 529 | 1218 | 12 | 110 | 10 | 8.2 | 0.5 | 30 | 0.25 | 330 |  | 6 | 1 | 11 | 1.5 |  | 6 |  |  | FALSE | 1 | 1 | TRUE | TRUE | TRUE
255 | ISTV GY2 120.00-ISTV 11E 11.000-E |  | 529 | 1219 | 16 | 120 | 11 | 10 | 0.6704 | 17.85 | 0.11156 | 330 | hv | 10 | 1 | 19 | 1.667 |  | 15 |  |  | FALSE | 1 | 1 | TRUE | TRUE | TRUE
256 | ISTV GY2 120.00-ISTV 25B 25.000-B |  | 529 | 1221 | 12 | 126 | 26.3 | 8.57 | 0.5822 | 23.3799 | 0.19483 | 0 |  | 6 | 1 | 11 | 1.5 |  | 6 |  |  | FALSE | 1 | 1 | TRUE | TRUE | TRUE
258 | KAPM GY1 120.00-KAPM 11B 11.000-B |  | 530 | 1232 | 63 | 120 | 11 | 13.98 | 0.4267 | 53 | 0.084127 | 330 | hv | 14 | 1 | 27 | 1.154 |  | 19 |  |  | FALSE | 1 | 1 | TRUE | TRUE | TRUE
259 | KATO GY1 120.00-KATO 11A 11.000-A |  | 531 | 1243 | 40 | 126 | 11 | 11.86 | 0.30488 | 14.256 | 0.03564 | 330 | hv | 14 | 1 | 27 | 1.154 |  | 15 |  |  | FALSE | 1 | 1 | TRUE | TRUE | TRUE
261 | KATO PC 120.00-KATO 11C 11.000-C |  | 532 | 1245 | 40 | 126 | 11 | 11.96 | 0.3101 | 14.3 | 0.03575 | 330 | hv | 14 | 1 | 27 | 1.154 |  | 14 |  |  | FALSE | 1 | 1 | TRUE | TRUE | TRUE
263 | KDUL B 120.00-KDUL 11C 11.000-C |  | 533 | 1255 | 40 | 126 | 11 | 11.63 | 0.3052 | 13.74 | 0.03435 | 330 | hv | 14 | 1 | 27 | 1.154 |  | 14 |  |  | FALSE | 1 | 1 | TRUE | TRUE | TRUE
264 | KDUL K 120.00-KDUL 11A 11.000-A |  | 534 | 1253 | 40 | 120 | 11 | 11.26 | 0.47373 | 38.75 | 0.096875 | 330 | hv | 14 | 1 | 27 | 1.154 |  | 19 |  |  | FALSE | 1 | 1 | TRUE | TRUE | TRUE
265 | KELF P1 120.00-KELF P1 15.750-1 |  | 535 | 537 | 180 | 132 | 15.75 | 11 | 0.0278 | 0 | 0.15367 | 330 |  | 6 | 1 | 11 | 1.5 |  | 6 |  |  | FALSE | 1 | 1 | TRUE | TRUE | TRUE
266 | KELF P2 120.00-KELF P2 15.750-2 |  | 536 | 538 | 64 | 126 | 15.75 | 11 | 0.0781 | 0 | 0.37588 | 330 | hv | 14 | 1 | 28 | 0.59965 |  | 13.9997 |  |  | FALSE | 1 | 1 | TRUE | TRUE | TRUE
267 | KELF P3 120.00-KELF P3 15.750-3 |  | 540 | 539 | 64 | 126 | 15.75 | 11 | 0.0781 | 0 | 0.37554 | 330 | hv | 14 | 1 | 28 | 0.59965 |  | 13.9997 |  |  | FALSE | 1 | 1 | TRUE | TRUE | TRUE
268 | KFOL B1 120.00-KFOL 11A 11.000-A |  | 541 | 1268 | 63 | 126 | 11 | 14.3 | 0.2812 | 33.3 | 0.052857 | 330 | hv | 14 | 1 | 27 | 1.154 |  | 16 |  |  | FALSE | 1 | 1 | TRUE | TRUE | TRUE
270 | KISP K1 120.00-KISP 11A 11.000-A |  | 545 | 1281 | 40 | 126 | 11 | 11.97 | 0.30413 | 13.8351 | 0.034588 | 330 | hv | 14 | 1 | 27 | 1.154 |  | 19 |  |  | FALSE | 1 | 1 | TRUE | TRUE | TRUE
271 | KISP K1 120.00-KISP 11B 11.000-B |  | 545 | 1282 | 40 | 120 | 11 | 10.8 | 0.4737 | 37.5 | 0.09375 | 330 | hv | 10 | 1 | 19 | 1.667 |  | 14 |  |  | FALSE | 1 | 1 | TRUE | TRUE | TRUE
272 | KISPEGY1 120.00-KISPE P1 10.500-1 |  | 546 | 547 | 98 | 132 | 10.5 | 11.4 | 0.2755 | 0 | 0.28274 | 330 | hv | 8 | 1 | 16 | 1.6667 |  | 12.0002 |  |  | FALSE | 1 | 1 | TRUE | TRUE | TRUE
273 | KISPEGY1 120.00-KISPE P2 10.500-2 |  | 546 | 548 | 50 | 132 | 10.5 | 11.3 | 0.32 | 0 | 0.55418 | 330 |  | 6 | 1 | 11 | 1.5 |  | 6 |  |  | FALSE | 1 | 1 | TRUE | TRUE | TRUE
274 | KOBA B 120.00-KOBA 11C 11.000-C |  | 549 | 1288 | 40 | 120 | 11 | 11 | 0.47283 | 36.19 | 0.090475 | 330 | hv | 14 | 1 | 27 | 1.154 |  | 20 |  |  | FALSE | 1 | 1 | TRUE | TRUE | TRUE
275 | KOBA B 120.00-KOBA 11B 11.000-B |  | 549 | 1806 | 40 | 126 | 11 | 12 | 0.24 | 14 | 0.035 | 330 | hv | 14 | 1 | 27 | 1.154 |  | 14 |  |  | FALSE | 1 | 1 | TRUE | TRUE | TRUE
276 | KOBA K 120.00-KOBA 11A 11.000-A |  | 550 | 1287 | 40 | 126 | 11 | 11.59 | 0.3083 | 13.75 | 0.034375 | 330 | hv | 14 | 1 | 27 | 1.154 |  | 17 |  |  | FALSE | 1 | 1 | TRUE | TRUE | TRUE
277 | KOTE GY1 120.00-KOTE 11A 11.000-A |  | 551 | 1307 | 63 | 126 | 11 | 13.99 | 0.26714 | 23.64 | 0.037524 | 330 | hv | 14 | 1 | 27 | 1.154 |  | 15 |  |  | FALSE | 1 | 1 | TRUE | TRUE | TRUE
278 | KOTE GY1 120.00-KOTE 11B 11.000-B |  | 551 | 1308 | 63 | 126 | 11 | 13.96 | 0.2752 | 24.2899 | 0.038555 | 330 | hv | 14 | 1 | 27 | 1.154 |  | 15 |  |  | FALSE | 1 | 1 | TRUE | TRUE | TRUE
279 | LACZ P1 120.00-LACZ 111 11.000-1 |  | 552 | 1318 | 31.5 | 126 | 11 | 18.66 | 0.29 | 13.98 | 0.044381 | 330 | hv | 14 | 1 | 27 | 1.154 |  | 17 |  |  | FALSE | 1 | 1 | TRUE | TRUE | TRUE
280 | LACZ P1 120.00-LACZ 112 11.000-2 |  | 552 | 1746 | 31.5 | 126 | 11 | 19.5 | 0.29 | 15.5 | 0.049206 | 330 | hv | 14 | 1 | 27 | 1.154 |  | 20 |  |  | FALSE | 1 | 1 | TRUE | TRUE | TRUE
281 | LAGY PA 120.00-LAGY 11A 11.000-A |  | 553 | 1319 | 40 | 126 | 11 | 11.94 | 0.3623 | 15.74 | 0.03935 | 330 | hv | 14 | 1 | 27 | 1.154 |  | 16 |  |  | FALSE | 1 | 1 | TRUE | TRUE | TRUE
282 | LAGY PB 120.00-LAGY 11B 11.000-B |  | 554 | 1320 | 40 | 126 | 11 | 11.72 | 0.3611 | 17.66 | 0.04415 | 330 | hv | 14 | 1 | 27 | 1.154 |  | 17 |  |  | FALSE | 1 | 1 | TRUE | TRUE | TRUE
283 | LESH P1 120.00-LESH 221 22.000-1 |  | 555 | 1748 | 25 | 126 | 22 | 10 | 0.38 | 12.0001 | 0.048 | 180 | hv | 14 | 1 | 27 | 1.154 |  | 16 |  |  | FALSE | 1 | 1 | TRUE | TRUE | TRUE
284 | MFOL GY1 120.00-MFOL 22A 22.000-A |  | 556 | 1346 | 40 | 126 | 22 | 12 | 0.31 | 14 | 0.035 | 180 | hv | 14 | 1 | 27 | 1.154 |  | 17 |  |  | FALSE | 1 | 1 | TRUE | TRUE | TRUE
286 | MOL1 GY1 120.00-MOL1 6A 6.0000-A |  | 559 | 1369 | 40 | 126 | 6.3 | 11.05 | 0.47 | 35.28 | 0.0882 | 330 | lv | 10 | 1 | 19 | 1.5876 |  | 14.9999 |  |  | FALSE | 1 | 1 | TRUE | TRUE | TRUE
287 | MOL1 GY1 120.00-MOL1 6D 6.0000-D |  | 559 | 1372 | 40 | 126 | 6.3 | 11.3098 | 0.47 | 39.69 | 0.099225 | 330 | lv | 10 | 1 | 19 | 1.5876 |  | 14.9999 |  |  | FALSE | 1 | 1 | TRUE | TRUE | TRUE
288 | MOL1 GY2 120.00-MOL1 6B 6.0000-B |  | 560 | 1370 | 40 | 126 | 6.3 | 11.5396 | 0.47 | 37.485 | 0.093713 | 330 | lv | 10 | 1 | 19 | 1.5876 |  | 14.9999 |  |  | FALSE | 1 | 1 | TRUE | TRUE | TRUE
289 | MOL1 GY2 120.00-MOL1 6C 6.0000-C |  | 560 | 1371 | 40 | 126 | 6.3 | 11.309 | 0.45 | 39.69 | 0.099225 | 330 | lv | 10 | 1 | 19 | 1.5876 |  | 14.9999 |  |  | FALSE | 1 | 1 | TRUE | TRUE | TRUE
290 | MOL2 GY1 120.00-MOL2 6G 6.0000-G |  | 561 | 1375 | 40 | 126 | 6.3 | 11.309 | 0.45 | 39.69 | 0.099225 | 330 | lv | 10 | 1 | 19 | 1.5876 |  | 14.9999 |  |  | FALSE | 1 | 1 | TRUE | TRUE | TRUE
291 | MOL2 GY1 120.00-MOL2 6H 6.0000-H |  | 561 | 1376 | 40 | 126 | 6.3 | 11.309 | 0.45 | 39.69 | 0.099225 | 330 | lv | 10 | 1 | 19 | 1.5876 |  | 14.9999 |  |  | FALSE | 1 | 1 | TRUE | TRUE | TRUE
292 | MOL2 GY2 120.00-MOL2 6E 6.0000-E |  | 562 | 1373 | 40 | 126 | 6.3 | 11.4084 | 0.4375 | 36.3825 | 0.090956 | 330 | lv | 10 | 1 | 19 | 1.5876 |  | 14.9999 |  |  | FALSE | 1 | 1 | TRUE | TRUE | TRUE
293 | MOL2 GY2 120.00-MOL2 6F 6.0000-F |  | 562 | 1374 | 40 | 126 | 6.3 | 11.3092 | 0.455 | 37.485 | 0.093713 | 330 | lv | 10 | 1 | 19 | 1.5876 |  | 14.9999 |  |  | FALSE | 1 | 1 | TRUE | TRUE | TRUE
294 | NEPL B 120.00-NEPL 112 11.000-2 |  | 563 | 1402 | 63 | 120 | 11 | 14.16 | 0.44 | 55.28 | 0.087746 | 330 | hv | 14 | 1 | 27 | 1.154 |  | 20 |  |  | FALSE | 1 | 1 | TRUE | TRUE | TRUE
295 | NEPL B 120.00-NEPL 252 25.000-M2 |  | 563 | 1404 | 16 | 126 | 27.5 | 11.73 | 0.46 | 7.74 | 0.048375 | 0 | hv | 10 | 1 | 19 | 1.667 |  | 16 |  |  | FALSE | 1 | 1 | TRUE | TRUE | TRUE
296 | NEPL K 120.00-NEPL 111 11.000-1 |  | 564 | 1401 | 63 | 126 | 11 | 13.98 | 0.27267 | 23.9199 | 0.037968 | 330 | hv | 14 | 1 | 27 | 1.154 |  | 15 |  |  | FALSE | 1 | 1 | TRUE | TRUE | TRUE
297 | NEPL K 120.00-NEPL 251 25.000-M1 |  | 564 | 1403 | 16 | 126 | 27.5 | 11.76 | 0.47 | 8.2 | 0.05125 | 0 | hv | 10 | 1 | 19 | 1.667 |  | 15 |  |  | FALSE | 1 | 1 | TRUE | TRUE | TRUE
298 | PECL GY1 120.00-PECL 221 22.000-1 |  | 565 | 1758 | 40 | 126 | 22 | 12 | 0.31 | 14 | 0.035 | 180 | hv | 14 | 1 | 27 | 1.154 |  | 17 |  |  | FALSE | 1 | 1 | TRUE | TRUE | TRUE
299 | PECL GY1 120.00-PECL 222 22.000-2 |  | 565 | 1840 | 40 | 126 | 22 | 12 | 0.31 | 14 | 0.035 | 180 | hv | 14 | 1 | 27 | 1.154 |  | 17 |  |  | FALSE | 1 | 1 | TRUE | TRUE | TRUE
300 | PERZ B 120.00-PERZ 11B 11.000-B |  | 566 | 1476 | 40 | 126 | 11 | 11.11 | 0.336 | 20 | 0.05 | 330 | hv | 14 | 1 | 27 | 1.154 |  | 16 |  |  | FALSE | 1 | 1 | TRUE | TRUE | TRUE
301 | PERZ K 120.00-PERZ 11A 11.000-A |  | 567 | 1475 | 40 | 120 | 11 | 11.3 | 0.4493 | 33.4 | 0.0835 | 330 | hv | 14 | 1 | 27 | 1.154 |  | 22 |  |  | FALSE | 1 | 1 | TRUE | TRUE | TRUE
303 | PLOR GY1 120.00-PLOR 11D 11.000-D |  | 568 | 1480 | 40 | 126 | 11 | 11.69 | 0.3068 | 13.72 | 0.0343 | 330 | hv | 14 | 1 | 27 | 1.154 |  | 16 |  |  | FALSE | 1 | 1 | TRUE | TRUE | TRUE
304 | PLOR GY1 120.00-PLOR 11E 11.000-E |  | 568 | 1481 | 40 | 126 | 11 | 11.86 | 0.29967 | 13.973 | 0.034932 | 330 | hv | 14 | 1 | 27 | 1.154 |  | 16 |  |  | FALSE | 1 | 1 | TRUE | TRUE | TRUE
305 | PLOR GY1 120.00-PLOR 25A 25.000-A |  | 568 | 1482 | 12 | 126 | 26.3 | 10.1 | 0.475 | 12.0001 | 0.1 | 0 | hv | 11 | 1 | 21 | 1.5 |  | 14 |  |  | FALSE | 1 | 1 | TRUE | TRUE | TRUE
306 | PLOR GY1 120.00-PLOR 25B 25.000-B |  | 568 | 1483 | 12 | 126 | 26.3 | 9.98 | 0.475 | 12.0001 | 0.1 | 0 | hv | 11 | 1 | 21 | 1.5 |  | 14 |  |  | FALSE | 1 | 1 | TRUE | TRUE | TRUE
307 | POMZ K 120.00-POMZ 22A 22.000-A |  | 570 | 1486 | 25 | 126 | 22 | 9.62 | 0.3716 | 11.73 | 0.04692 | 180 | hv | 14 | 1 | 27 | 1.154 |  | 15 |  |  | FALSE | 1 | 1 | TRUE | TRUE | TRUE
308 | POMZ K 120.00-POMZ 22B 22.000-B |  | 570 | 1487 | 40 | 126 | 22 | 11.93 | 0.31 | 13.1 | 0.03275 | 180 | hv | 14 | 1 | 27 | 1.154 |  | 15 |  |  | FALSE | 1 | 1 | TRUE | TRUE | TRUE
310 | RACK GY1 120.00-RACK 22A 22.000-A |  | 571 | 1492 | 40 | 126 | 22 | 12.19 | 0.3 | 12.727 | 0.031818 | 180 | hv | 14 | 1 | 27 | 1.154 |  | 17 |  |  | FALSE | 1 | 1 | TRUE | TRUE | TRUE
311 | RACK GY1 120.00-RACK 22B 22.000-B |  | 571 | 1493 | 40 | 126 | 22 | 12 | 0.31 | 14 | 0.035 | 180 | hv | 14 | 1 | 27 | 1.154 |  | 16 |  |  | FALSE | 1 | 1 | TRUE | TRUE | TRUE
312 | RFAL K1 120.00-RFAL 111 11.000-1 |  | 572 | 1500 | 63 | 120 | 11 | 14.48 | 0.4369 | 50.53 | 0.080206 | 330 | hv | 14 | 1 | 27 | 1.154 |  | 23 |  |  | FALSE | 1 | 1 | TRUE | TRUE | TRUE
313 | RFAL K2 120.00-RFAL 112 11.000-2 |  | 573 | 1501 | 63 | 120 | 11 | 14.12 | 0.4341 | 51.5 | 0.081746 | 330 | hv | 14 | 1 | 27 | 1.154 |  | 20 |  |  | FALSE | 1 | 1 | TRUE | TRUE | TRUE
314 | RKER GY1 120.00-RKER 22C 22.000-C |  | 576 | 1504 | 40 | 126 | 22 | 11.94 | 0.31 | 13.6 | 0.034 | 180 | hv | 14 | 1 | 27 | 1.154 |  | 17 |  |  | FALSE | 1 | 1 | TRUE | TRUE | TRUE
316 | RKER GY2 120.00-RKER 22B 22.000-B |  | 577 | 1503 | 25 | 120 | 22 | 10.24 | 0.5824 | 26.06 | 0.10424 | 180 | hv | 14 | 1 | 27 | 1.154 |  | 21 |  |  | FALSE | 1 | 1 | TRUE | TRUE | TRUE
317 | ROZS GY1 120.00-ROZS 111 11.000-1 |  | 578 | 1505 | 25 | 126 | 11.5 | 13.94 | 0.4084 | 13 | 0.052 | 330 | hv | 14 | 1 | 27 | 1.154 |  | 20 |  |  | FALSE | 1 | 1 | TRUE | TRUE | TRUE
319 | SOLY P1 120.00-SOLY 221 22.000-1 |  | 579 | 1528 | 40 | 120 | 22 | 12.87 | 0.3717 | 21.55 | 0.053875 | 180 | hv | 14 | 1 | 27 | 1.154 |  | 19 |  |  | FALSE | 1 | 1 | TRUE | TRUE | TRUE
320 | SOLY P2 120.00-SOLY 222 22.000-2 |  | 580 | 1529 | 40 | 120 | 22 | 12.85 | 0.3703 | 22.08 | 0.0552 | 180 | hv | 14 | 1 | 27 | 1.154 |  | 20 |  |  | FALSE | 1 | 1 | TRUE | TRUE | TRUE
321 | SORS B2 120.00-SORS 22B 22.000-B |  | 584 | 1540 | 40 | 126 | 22 | 12.1 | 0.3283 | 17.63 | 0.044075 | 180 | hv | 14 | 1 | 27 | 1.154 |  | 16 |  |  | FALSE | 1 | 1 | TRUE | TRUE | TRUE
323 | SORS K2 120.00-SORS 22A 22.000-A |  | 586 | 1539 | 40 | 120 | 22 | 12.16 | 0.499 | 35.86 | 0.08965 | 180 | hv | 14 | 1 | 27 | 1.154 |  | 20 |  |  | FALSE | 1 | 1 | TRUE | TRUE | TRUE
325 | SZIH GY1 120.00-SZIH 224 22.000-4 |  | 587 | 1593 | 40 | 120 | 22 | 12.5 | 0.3657 | 21 | 0.0525 | 180 | hv | 14 | 1 | 27 | 1.154 |  | 21 |  |  | FALSE | 1 | 1 | TRUE | TRUE | TRUE
326 | SZIH GY2 120.00-SZIH 112 11.000-2 |  | 588 | 1591 | 14 | 120 | 10.5 | 7.5 | 0.4127 | 21.09 | 0.15064 | 330 | hv | 14 | 1 | 27 | 1.154 |  | 18 |  |  | FALSE | 1 | 1 | TRUE | TRUE | TRUE
327 | SZIH GY2 120.00-SZIH 223 22.000-3 |  | 588 | 1592 | 40 | 120 | 22 | 11.9 | 0.4963 | 35.4 | 0.0885 | 180 | hv | 14 | 1 | 27 | 1.154 |  | 21 |  |  | FALSE | 1 | 1 | TRUE | TRUE | TRUE
328 | SZOD GY1 120.00-SZOD 221 22.000-1 |  | 591 | 1596 | 40 | 126 | 22 | 11.93 | 0.31 | 13.8 | 0.0345 | 180 | hv | 14 | 1 | 27 | 1.154 |  | 16 |  |  | FALSE | 1 | 1 | TRUE | TRUE | TRUE
329 | SZOD GY1 120.00-SZOD 222 22.000-2 |  | 591 | 1597 | 40 | 126 | 22 | 12.28 | 0.3238 | 14.47 | 0.036175 | 180 | hv | 14 | 1 | 27 | 1.154 |  | 16 |  |  | FALSE | 1 | 1 | TRUE | TRUE | TRUE
330 | TAHI P2 120.00-TAHI 112 11.000-2 |  | 592 | 1846 | 31.5 | 126 | 11 | 19.5 | 0.29 | 15.5 | 0.049206 | 330 | hv | 14 | 1 | 27 | 1.154 |  | 13 |  |  | FALSE | 1 | 1 | TRUE | TRUE | TRUE
332 | UJPE P3 120.00-UJPE 112 11.000-2 |  | 595 | 1671 | 40 | 120 | 11 | 11.8 | 0.46825 | 38.16 | 0.0954 | 330 | hv | 14 | 1 | 27 | 1.154 |  | 20 |  |  | FALSE | 1 | 1 | TRUE | TRUE | TRUE
333 | ULLO GY1 120.00-ULLO 221 22.000-1 |  | 598 | 1674 | 40 | 126 | 22 | 12.23 | 0.3334 | 14.76 | 0.0369 | 180 | hv | 14 | 1 | 27 | 1.154 |  | 15 |  |  | FALSE | 1 | 1 | TRUE | TRUE | TRUE
334 | ULLO GY1 120.00-ULLO 222 22.000-2 |  | 598 | 1675 | 40 | 126 | 22 | 12.03 | 0.2637 | 16.428 | 0.04107 | 180 | hv | 14 | 1 | 27 | 1.154 |  | 16 |  |  | FALSE | 1 | 1 | TRUE | TRUE | TRUE
335 | UJHA GY1 120.00-UJHA 221 22.000-2 |  | 599 | 1668 | 25 | 126 | 22 | 9.8 | 0.36756 | 11.0599 | 0.04424 | 180 | hv | 14 | 1 | 27 | 1.154 |  | 15 |  |  | FALSE | 1 | 1 | TRUE | TRUE | TRUE
336 | UJHA GY1 120.00-UJHA 222 22.000-1 |  | 599 | 1669 | 25 | 126 | 22 | 9.78 | 0.36852 | 11.03 | 0.04412 | 180 | hv | 14 | 1 | 27 | 1.154 |  | 17 |  |  | FALSE | 1 | 1 | TRUE | TRUE | TRUE
337 | VAC B 120.00-VAC 225 22.000-5 |  | 600 | 1679 | 40 | 126 | 22 | 12.06 | 0.31648 | 13.8199 | 0.03455 | 180 | hv | 14 | 1 | 27 | 1.154 |  | 16 |  |  | FALSE | 1 | 1 | TRUE | TRUE | TRUE
338 | VAC B 120.00-VAC 25B 25.000-B |  | 600 | 1681 | 12 | 126 | 26.3 | 8.3 | 0.525 | 12.7 | 0.10583 | 0 |  | 6 | 1 | 11 | 1.5 |  | 6 |  |  | FALSE | 1 | 1 | TRUE | TRUE | TRUE
339 | VAC B 120.00-VAC 356 35.000-1 |  | 600 | 1683 | 40 | 120 | 36.75 | 11.16 | 0.4818 | 36.9 | 0.09225 | 330 | hv | 14 | 1 | 27 | 1.154 |  | 16 |  |  | FALSE | 1 | 1 | TRUE | TRUE | TRUE
340 | VAC K 120.00-VAC 25A 25.000-A |  | 601 | 1680 | 12 | 126 | 26.3 | 8.65 | 0.6115 | 22.46 | 0.18717 | 0 |  | 6 | 1 | 11 | 1.5 |  | 6 |  |  | FALSE | 1 | 1 | TRUE | TRUE | TRUE
341 | VERM GY1 120.00-VERM 111 11.000-1 |  | 602 | 1693 | 31.5 | 126 | 11 | 19.9999 | 0.36 | 14.835 | 0.047095 | 330 | hv | 14 | 1 | 27 | 1.154 |  | 19 |  |  | FALSE | 1 | 1 | TRUE | TRUE | TRUE
342 | VERM GY2 120.00-VERM 112 11.000-2 |  | 603 | 1694 | 31.5 | 126 | 11 | 19.9999 | 0.36153 | 14.45 | 0.045873 | 330 | hv | 14 | 1 | 27 | 1.154 |  | 16 |  |  | FALSE | 1 | 1 | TRUE | TRUE | TRUE
343 | VERS GY1 120.00-VERS 221 22.000-1 |  | 604 | 1850 | 40 | 126 | 22 | 12 | 0.31 | 14 | 0.035 | 180 | hv | 14 | 1 | 27 | 1.154 |  | 17 |  |  | FALSE | 1 | 1 | TRUE | TRUE | TRUE
344 | VERS GY1 120.00-VERS 222 22.000-2 |  | 604 | 1851 | 40 | 126 | 22 | 12 | 0.31 | 14 | 0.035 | 180 | hv | 14 | 1 | 27 | 1.154 |  | 17 |  |  | FALSE | 1 | 1 | TRUE | TRUE | TRUE
345 | VIRA K 120.00-VIRA 11B 11.000-B |  | 605 | 1698 | 63 | 126 | 11 | 14.2 | 0.2759 | 31.27 | 0.049635 | 330 | hv | 14 | 1 | 27 | 1.154 |  | 15 |  |  | FALSE | 1 | 1 | TRUE | TRUE | TRUE
347 | VIZA GY1 120.00-VIZA 111 11.000-1 |  | 607 | 1772 | 31.5 | 126 | 11 | 19.5 | 0.29 | 15.5 | 0.049206 | 330 | hv | 14 | 1 | 27 | 1.154 |  | 17 |  |  | FALSE | 1 | 1 | TRUE | TRUE | TRUE
348 | VIZA GY1 120.00-VIZA 112 11.000-2 |  | 607 | 1773 | 31.5 | 126 | 11 | 19.5 | 0.29 | 15.5 | 0.049206 | 330 | hv | 14 | 1 | 27 | 1.154 |  | 20 |  |  | FALSE | 1 | 1 | TRUE | TRUE | TRUE
349 | VLIG B 120.00-VLIG 111 11.000-1 |  | 609 | 1699 | 31.5 | 126 | 11 | 19.55 | 0.22442 | 12.101 | 0.038416 | 330 | hv | 14 | 1 | 27 | 1.154 |  | 15 |  |  | FALSE | 1 | 1 | TRUE | TRUE | TRUE
351 | VLIG B 120.00-VLIG 113 11.000-3 |  | 609 | 1701 | 31.5 | 126 | 11 | 19.38 | 0.22075 | 12.004 | 0.038108 | 330 | hv | 14 | 1 | 27 | 1.154 |  | 15 |  |  | FALSE | 1 | 1 | TRUE | TRUE | TRUE
352 | WEST GY1 120.00-WEST 111 11.000-1 |  | 610 | 1828 | 31.5 | 126 | 11 | 19.5 | 0.29 | 15.5 | 0.049206 | 330 | hv | 14 | 1 | 27 | 1.154 |  | 17 |  |  | FALSE | 1 | 1 | TRUE | TRUE | TRUE
353 | WEST GY1 120.00-WEST 112 11.000-2 |  | 610 | 1829 | 31.5 | 126 | 11 | 19.5 | 0.29 | 15.5 | 0.049206 | 330 | hv | 14 | 1 | 27 | 1.154 |  | 20 |  |  | FALSE | 1 | 1 | TRUE | TRUE | TRUE
354 | ORME B 120.00-ORME 111 11.000-1 |  | 613 | 1755 | 31.5 | 126 | 11 | 19.5 | 0.29 | 15.5 | 0.049206 | 330 | hv | 14 | 1 | 27 | 1.154 |  | 18 |  |  | FALSE | 1 | 1 | TRUE | TRUE | TRUE
355 | ORME K 120.00-ORME 112 11.000-2 |  | 614 | 1756 | 31.5 | 126 | 11 | 19.5 | 0.29 | 15.5 | 0.049206 | 330 | hv | 14 | 1 | 27 | 1.154 |  | 21 |  |  | FALSE | 1 | 1 | TRUE | TRUE | TRUE
356 | VECS B1 120.00-VECS 11C 11.000-C |  | 615 | 1689 | 31.5 | 126 | 11 | 18.45 | 0.29 | 14.237 | 0.045197 | 330 | hv | 14 | 1 | 27 | 1.154 |  | 21 |  |  | FALSE | 1 | 1 | TRUE | TRUE | TRUE
357 | VECS B1 120.00-VECS 22A 22.000-A |  | 615 | 1690 | 25 | 126 | 22 | 11.93 | 0.54 | 15 | 0.06 | 180 | hv | 14 | 1 | 27 | 1.154 |  | 15 |  |  | FALSE | 1 | 1 | TRUE | TRUE | TRUE
358 | VECS K1 120.00-VECS 11B 11.000-B |  | 616 | 1688 | 31.5 | 126 | 11 | 18.34 | 0.29 | 14.287 | 0.045355 | 330 | hv | 14 | 1 | 27 | 1.154 |  | 20 |  |  | FALSE | 1 | 1 | TRUE | TRUE | TRUE
359 | VECS K1 120.00-VECS 22D 22.000-D |  | 616 | 1769 | 40 | 126 | 22 | 12 | 0.31 | 14 | 0.035 | 180 | hv | 14 | 1 | 27 | 1.154 |  | 17 |  |  | FALSE | 1 | 1 | TRUE | TRUE | TRUE
360 | ZSIG GY1 120.00-ZSIG 111 11.000-1 |  | 617 | 2118 | 16 | 126 | 11 | 10 | 0.44 | 8 | 0.05 | 330 | hv | 14 | 1 | 27 | 1.154 |  | 15 |  |  | FALSE | 1 | 1 | TRUE | TRUE | TRUE
364 | AJKA B1 120.00-AJKA 11K 11.000-1 |  | 622 | 971 | 25 | 120 | 11 | 9.7 | 0.6 | 25 | 0.1 | 330 | hv | 14 | 1 | 27 | 1.154 |  | 24 |  |  | FALSE | 1 | 1 | TRUE | TRUE | TRUE
366 | ANEP GY1 120.00-ANEP 22P 22.000-P |  | 627 | 1917 | 20 | 126 | 22 | 10 | 0.45 | 10 | 0.075 | 180 | hv | 14 | 1 | 27 | 1.154 |  | 19 |  |  | FALSE | 1 | 1 | TRUE | TRUE | TRUE
367 | ANEP GY1 120.00-ANEP 22P2 22.000-2 |  | 627 | 1940 | 20 | 126 | 22 | 10 | 0.45 | 10 | 0.075 | 180 | hv | 14 | 1 | 27 | 1.154 |  | 19 |  |  | FALSE | 1 | 1 | TRUE | TRUE | TRUE
368 | DOOS GY3 120.00-DOOS 223 22.000-3 |  | 628 | 1731 | 65 | 120 | 22 | 15 | 0.4492 | 31 | 0.047692 | 180 | hv | 14 | 1 | 27 | 1.154 |  | 16 |  |  | FALSE | 1 | 1 | TRUE | TRUE | TRUE
369 | ALMF GY1 120.00-ALMF 111 11.000-1 |  | 629 | 974 | 25 | 120 | 11 | 10 | 0.6 | 10 | 0.04 | 150 | hv | 14 | 1 | 27 | 1.154 |  | 20 |  |  | FALSE | 1 | 1 | TRUE | TRUE | TRUE
371 | ASZF GY1 120.00-ASZF 22A 22.000-A |  | 631 | 979 | 25 | 120 | 22 | 9.94 | 0.35 | 9.722 | 0.038888 | 180 | hv | 14 | 1 | 27 | 1.154 |  | 24 |  |  | FALSE | 1 | 1 | TRUE | TRUE | TRUE
372 | ASZF GY1 120.00-ASZF 22B 22.000-B |  | 631 | 980 | 25 | 120 | 22 | 9.83 | 0.5408 | 29.57 | 0.11828 | 180 | hv | 14 | 1 | 27 | 1.154 |  | 24 |  |  | FALSE | 1 | 1 | TRUE | TRUE | TRUE
373 | BABA GY1 120.00-BABA 221 22.000-2 |  | 632 | 981 | 50 | 120 | 20 | 12.3 | 0.41986 | 28.372 | 0.056744 | 330 | hv | 11 | 1 | 21 | 1.5 |  | 12 |  |  | FALSE | 1 | 1 | TRUE | TRUE | TRUE
374 | BAKONPG1 120.00-BAKONGG1 15.750-1 |  | 633 | 635 | 69 | 132 | 15.75 | 11 | 0.0435 | 0 | 0.40088 | 330 |  | 6 | 1 | 11 | 1.5 |  | 6 |  |  | FALSE | 1 | 1 | TRUE | TRUE | TRUE
375 | BAKONPG2 120.00-BAKONGG2 15.750-2 |  | 634 | 636 | 69 | 132 | 15.75 | 11 | 0.0435 | 0 | 0.40088 | 330 |  | 6 | 1 | 11 | 1.5 |  | 6 |  |  | FALSE | 1 | 1 | TRUE | TRUE | TRUE
376 | BANH B 120.00-BANH 221 22.000-1 |  | 637 | 986 | 40 | 120 | 22 | 12.5 | 0.3 | 16 | 0.04 | 180 | hv | 14 | 1 | 27 | 1.154 |  | 18 |  |  | FALSE | 1 | 1 | TRUE | TRUE | TRUE
377 | BANH K 120.00-BANH 222 22.000-2 |  | 638 | 987 | 40 | 120 | 22 | 12.18 | 0.32045 | 15.1 | 0.03775 | 180 | hv | 14 | 1 | 27 | 1.154 |  | 19 |  |  | FALSE | 1 | 1 | TRUE | TRUE | TRUE
378 | BANH K 120.00-BANH 223 22.000-3 |  | 638 | 988 | 40 | 120 | 22 | 12.16 | 0.32343 | 15.05 | 0.037625 | 180 | hv | 14 | 1 | 27 | 1.154 |  | 19 |  |  | FALSE | 1 | 1 | TRUE | TRUE | TRUE
379 | BARA GY1 120.00-BARA 221 22.000-1 |  | 639 | 989 | 40 | 120 | 22 | 12.08 | 0.32433 | 15.8 | 0.0395 | 180 | hv | 14 | 1 | 27 | 1.154 |  | 22 |  |  | FALSE | 1 | 1 | TRUE | TRUE | TRUE
380 | BARA GY1 120.00-BARA 222 22.000-2 |  | 639 | 990 | 40 | 120 | 22 | 12.08 | 0.32433 | 15.8 | 0.0395 | 180 | hv | 14 | 1 | 27 | 1.154 |  | 22 |  |  | FALSE | 1 | 1 | TRUE | TRUE | TRUE
381 | BARA GY1 120.00-BARA 22P 22.000-P |  | 639 | 1830 | 50 | 120 | 22 | 10.17 | 0.34 | 16 | 0.032 | 180 | hv | 14 | 1 | 27 | 1.154 |  | 22 |  |  | FALSE | 1 | 1 | TRUE | TRUE | TRUE
382 | BICS GY1 120.00-BICS 221 22.000-1 |  | 640 | 1015 | 25 | 120 | 22 | 9.85 | 0.37016 | 10.75 | 0.043 | 180 | hv | 14 | 1 | 27 | 1.154 |  | 20 |  |  | FALSE | 1 | 1 | TRUE | TRUE | TRUE
383 | BICS GY1 120.00-BICS 222 22.000-2 |  | 640 | 1016 | 25 | 120 | 22 | 10.2 | 0.5872 | 29.4 | 0.1176 | 180 | hv | 14 | 1 | 27 | 1.154 |  | 21 |  |  | FALSE | 1 | 1 | TRUE | TRUE | TRUE
384 | BICS GY1 120.00-BICS 223 22.000-3 |  | 640 | 1017 | 25 | 120 | 22 | 10.03 | 0.59528 | 27.69 | 0.11076 | 180 | hv | 14 | 1 | 27 | 1.154 |  | 21 |  |  | FALSE | 1 | 1 | TRUE | TRUE | TRUE
385 | DOOS GY2 120.00-DOOS 222 22.000-2 |  | 641 | 1730 | 65 | 120 | 22 | 15 | 0.4492 | 31 | 0.047692 | 180 | hv | 14 | 1 | 27 | 1.154 |  | 16 |  |  | FALSE | 1 | 1 | TRUE | TRUE | TRUE
386 | DOOS GY1 120.00-DOOS 221 22.000-1 |  | 642 | 1729 | 31.5 | 120 | 22 | 11.94 | 0.45946 | 14.3 | 0.045397 | 180 | hv | 14 | 1 | 27 | 1.154 |  | 17 |  |  | FALSE | 1 | 1 | TRUE | TRUE | TRUE
387 | CELD K1 120.00-CELD 22C 22.000-C |  | 643 | 1045 | 25 | 120 | 22 | 10 | 0.38 | 16 | 0.064 | 180 | hv | 14 | 1 | 27 | 1.154 |  | 24 |  |  | FALSE | 1 | 1 | TRUE | TRUE | TRUE
389 | CELD K1 120.00-CELD 25A 25.000-A |  | 643 | 1047 | 16 | 120 | 25 | 10 | 0.5 | 10 | 0.0625 | 0 |  | 6 | 1 | 11 | 1.5 |  | 6 |  |  | FALSE | 1 | 1 | TRUE | TRUE | TRUE
390 | CELD K1 120.00-CELD 25B 25.000-B |  | 643 | 1048 | 16 | 120 | 25 | 10 | 0.5 | 10 | 0.0625 | 0 |  | 6 | 1 | 11 | 1.5 |  | 6 |  |  | FALSE | 1 | 1 | TRUE | TRUE | TRUE
391 | CSEG GY1 120.00-CSEG 221 22.000-1 |  | 644 | 1057 | 40 | 120 | 22 | 12 | 0.4895 | 35.21 | 0.088025 | 180 | hv | 14 | 1 | 27 | 1.154 |  | 24 |  |  | FALSE | 1 | 1 | TRUE | TRUE | TRUE
392 | CSEG GY1 120.00-CSEG 223 22.000-3 |  | 644 | 1939 | 40 | 120 | 22 | 12 | 0.4895 | 35.21 | 0.088025 | 180 | hv | 14 | 1 | 27 | 1.154 |  | 24 |  |  | FALSE | 1 | 1 | TRUE | TRUE | TRUE
394 | CSOR GY1 120.00-CSOR 22B 22.000-B |  | 645 | 1061 | 25 | 120 | 22 | 10.3 | 0.58 | 27.97 | 0.11188 | 180 | hv | 14 | 1 | 27 | 1.154 |  | 22 |  |  | FALSE | 1 | 1 | TRUE | TRUE | TRUE
395 | CSOR GY1 120.00-CSOR 25C 25.000-C |  | 645 | 1062 | 6 | 126 | 26.3 | 10 | 0.5 | 10 | 0.16667 | 0 |  | 6 | 1 | 11 | 1.5 |  | 6 |  |  | FALSE | 1 | 1 | TRUE | TRUE | TRUE
396 | CSOR GY1 120.00-CSOR 25D 25.000-D |  | 645 | 1063 | 6 | 126 | 26.3 | 10 | 0.5 | 10 | 0.16667 | 0 |  | 6 | 1 | 11 | 1.5 |  | 6 |  |  | FALSE | 1 | 1 | TRUE | TRUE | TRUE
397 | DORG B1 120.00-DORG 222 22.000-2 |  | 646 | 1098 | 40 | 120 | 22 | 11.97 | 0.355 | 24 | 0.06 | 180 | hv | 14 | 1 | 27 | 1.154 |  | 19 |  |  | FALSE | 1 | 1 | TRUE | TRUE | TRUE
398 | DORG B1 120.00-DORG 22P1 22.000-P1 |  | 646 | 1835 | 50 | 120 | 22 | 10.17 | 0.34 | 16 | 0.032 | 180 | hv | 14 | 1 | 27 | 1.154 |  | 22 |  |  | FALSE | 1 | 1 | TRUE | TRUE | TRUE
399 | DORG B1 120.00-DORG 22P2 22.000-P2 |  | 646 | 1836 | 50 | 120 | 22 | 10.17 | 0.34 | 16 | 0.032 | 180 | hv | 14 | 1 | 27 | 1.154 |  | 22 |  |  | FALSE | 1 | 1 | TRUE | TRUE | TRUE
400 | DORG K1 120.00-DORG 221 22.000-1 |  | 647 | 1097 | 40 | 120 | 22 | 11.97 | 0.355 | 24 | 0.06 | 180 | hv | 14 | 1 | 27 | 1.154 |  | 19 |  |  | FALSE | 1 | 1 | TRUE | TRUE | TRUE
401 | DORG K1 120.00-DORG 223 22.000-3 |  | 647 | 1099 | 25 | 120 | 22 | 10.1 | 0.58 | 27.3 | 0.1092 | 180 | hv | 14 | 1 | 27 | 1.154 |  | 19 |  |  | FALSE | 1 | 1 | TRUE | TRUE | TRUE
402 | DORG K1 120.00-MADO 25 25.000-A |  | 647 | 1335 | 16 | 126 | 26.3 | 10 | 0.5 | 10 | 0.0625 | 0 |  | 6 | 1 | 11 | 1.5 |  | 6 |  |  | FALSE | 1 | 1 | TRUE | TRUE | TRUE
403 | EGOM GY1 120.00-EGOM 222 22.000-2 |  | 648 | 1135 | 25 | 120 | 22 | 9.92 | 0.4086 | 10.89 | 0.04356 | 180 | hv | 14 | 1 | 27 | 1.154 |  | 19 |  |  | FALSE | 1 | 1 | TRUE | TRUE | TRUE
404 | FLCO GY 120.00-FLCO 22 22.000-1 |  | 649 | 1155 | 25 | 126 | 22 | 10.5401 | 0.36 | 10 | 0.04 | 180 | hv | 14 | 1 | 27 | 1.154 |  | 18 |  |  | FALSE | 1 | 1 | TRUE | TRUE | TRUE
405 | FESZ P1 120.00-FESZ 22 22.000-1 |  | 651 | 1152 | 25 | 120 | 22 | 10.29 | 0.3536 | 9.7 | 0.0388 | 180 | hv | 14 | 1 | 27 | 1.154 |  | 22 |  |  | FALSE | 1 | 1 | TRUE | TRUE | TRUE
406 | GYRD GY1 120.00-GYRD 11B 11.000-B |  | 653 | 1184 | 25 | 120 | 11 | 10.2 | 0.3577 | 11.48 | 0.04592 | 330 | hv | 14 | 1 | 27 | 1.154 |  | 22 |  |  | FALSE | 1 | 1 | TRUE | TRUE | TRUE
408 | GYRD GY1 120.00-GYRD 22A 22.000-A |  | 653 | 1186 | 40 | 120 | 22 | 12.3 | 0.5 | 37.84 | 0.0946 | 180 | hv | 14 | 1 | 27 | 1.154 |  | 19 |  |  | FALSE | 1 | 1 | TRUE | TRUE | TRUE
410 | GYRE K 120.00-GYRE 222 22.000-2 |  | 655 | 1188 | 40 | 120 | 22 | 11.86 | 0.49475 | 39.93 | 0.099825 | 180 | hv | 14 | 1 | 27 | 1.154 |  | 20 |  |  | FALSE | 1 | 1 | TRUE | TRUE | TRUE
411 | GYRE K 120.00-GYRE 223 22.000-3 |  | 655 | 1189 | 40 | 120 | 22 | 12.08 | 0.45 | 40 | 0.1 | 180 | hv | 14 | 1 | 27 | 1.154 |  | 21 |  |  | FALSE | 1 | 1 | TRUE | TRUE | TRUE
412 | GYRE K 120.00-GYRE 224 22.000-4 |  | 655 | 1190 | 40 | 120 | 22 | 12.18 | 0.5065 | 38.2 | 0.0955 | 180 | hv | 14 | 1 | 27 | 1.154 |  | 20 |  |  | FALSE | 1 | 1 | TRUE | TRUE | TRUE
413 | GYRK GY1 120.00-GYRK 221 22.000-1 |  | 656 | 1191 | 40 | 120 | 22 | 12.42 | 0.325 | 15.5 | 0.03875 | 180 | hv | 14 | 1 | 27 | 1.154 |  | 20 |  |  | FALSE | 1 | 1 | TRUE | TRUE | TRUE
414 | GYRK GY1 120.00-GYRK 222 22.000-2 |  | 656 | 1192 | 40 | 120 | 22 | 11.9 | 0.50325 | 36.5 | 0.09125 | 180 | hv | 14 | 1 | 27 | 1.154 |  | 20 |  |  | FALSE | 1 | 1 | TRUE | TRUE | TRUE
415 | GYRR GY1 120.00-GYRR 222 22.000-2 |  | 657 | 1194 | 25 | 120 | 22 | 10 | 0.6 | 10 | 0.04 | 180 | hv | 14 | 1 | 27 | 1.154 |  | 21 |  |  | FALSE | 1 | 1 | TRUE | TRUE | TRUE
416 | GYRR GY2 120.00-GYRR 221 22.000-1 |  | 658 | 1193 | 25 | 120 | 22 | 10 | 0.6 | 10 | 0.04 | 180 | hv | 14 | 1 | 27 | 1.154 |  | 19 |  |  | FALSE | 1 | 1 | TRUE | TRUE | TRUE
417 | GYME P1 120.00-GYME 221 22.000-1 |  | 661 | 1855 | 25 | 120 | 22 | 10.29 | 0.3536 | 9.7 | 0.0388 | 180 | hv | 14 | 1 | 27 | 1.154 |  | 20 |  |  | FALSE | 1 | 1 | TRUE | TRUE | TRUE
418 | IKER GY1 120.00-IKER 221 22.000-1 |  | 663 | 1213 | 40 | 120 | 22 | 12.5 | 0.32157 | 16.38 | 0.04095 | 180 | hv | 14 | 1 | 27 | 1.154 |  | 24 |  |  | FALSE | 1 | 1 | TRUE | TRUE | TRUE
420 | INAL GY1 120.00-INAL 61 6.0000-1 |  | 664 | 1216 | 25 | 120 | 6.6 | 10.46 | 0.51064 | 25.28 | 0.10112 | 330 | hv | 14 | 1 | 27 | 1.154 |  | 21 |  |  | FALSE | 1 | 1 | TRUE | TRUE | TRUE
423 | KAPU GY1 120.00-KAPU 222 22.000-2 |  | 666 | 1234 | 25 | 120 | 22 | 10.48 | 0.424 | 27.37 | 0.10948 | 180 | hv | 14 | 1 | 27 | 1.154 |  | 22 |  |  | FALSE | 1 | 1 | TRUE | TRUE | TRUE
424 | KIGM K 120.00-KIGM 221 22.000-1 |  | 667 | 1273 | 25 | 120 | 22 | 10.03 | 0.564 | 26.9 | 0.1076 | 180 | hv | 14 | 1 | 27 | 1.154 |  | 18 |  |  | FALSE | 1 | 1 | TRUE | TRUE | TRUE
425 | KIGM B1 120.00-KIGM 222 22.000-2 |  | 668 | 1274 | 40 | 120 | 22 | 11.9 | 0.4805 | 35.1 | 0.08775 | 180 | hv | 14 | 1 | 27 | 1.154 |  | 18 |  |  | FALSE | 1 | 1 | TRUE | TRUE | TRUE
426 | KISB GY1 120.00-KISB 221 22.000-1 |  | 669 | 2036 | 25 | 120 | 22 | 10.29 | 0.3536 | 9.7 | 0.0388 | 180 | hv | 14 | 1 | 27 | 1.154 |  | 19 |  |  | FALSE | 1 | 1 | TRUE | TRUE | TRUE
427 | KIML B 120.00-KIML 22A 22.000-A |  | 670 | 1275 | 25 | 120 | 22 | 13.43 | 0.72536 | 27.87 | 0.11148 | 180 | hv | 10 | 1 | 19 | 1.667 |  | 14 |  |  | FALSE | 1 | 1 | TRUE | TRUE | TRUE
429 | KIMM GY1 120.00-KIMM 25B 25.000-B |  | 672 | 1278 | 16 | 126 | 26.3 | 10 | 0.5 | 10 | 0.0625 | 0 |  | 6 | 1 | 11 | 1.5 |  | 6 |  |  | FALSE | 1 | 1 | TRUE | TRUE | TRUE
431 | KOMA GY1 120.00-KOMA 221 22.000-1 |  | 676 | 1291 | 40 | 120 | 22 | 12.26 | 0.32105 | 14.56 | 0.0364 | 180 | hv | 14 | 1 | 27 | 1.154 |  | 18 |  |  | FALSE | 1 | 1 | TRUE | TRUE | TRUE
432 | KOMA GY1 120.00-KOMA 223 22.000-3 |  | 676 | 1292 | 40 | 120 | 22 | 12.1401 | 0.3174 | 14.41 | 0.036025 | 180 | hv | 14 | 1 | 27 | 1.154 |  | 18 |  |  | FALSE | 1 | 1 | TRUE | TRUE | TRUE
433 | KOIP B 120.00-KOIP 221 22.000-1 |  | 677 | 1290 | 40 | 120 | 22 | 11.25 | 0.32032 | 14.83 | 0.037075 | 180 | hv | 14 | 1 | 27 | 1.154 |  | 18 |  |  | FALSE | 1 | 1 | TRUE | TRUE | TRUE
434 | KORM GY1 120.00-KORM 221 22.000-1 |  | 679 | 1304 | 25 | 120 | 22 | 10.04 | 0.38 | 16.84 | 0.06736 | 180 | hv | 14 | 1 | 27 | 1.154 |  | 25 |  |  | FALSE | 1 | 1 | TRUE | TRUE | TRUE
436 | KORM GY1 120.00-KORM 25A 25.000-A |  | 679 | 1306 | 16 | 126 | 27.5 | 11.67 | 0.5 | 7.37 | 0.046063 | 0 | hv | 10 | 1 | 19 | 1.778 |  | 19 |  |  | FALSE | 1 | 1 | TRUE | TRUE | TRUE
437 | KSZE GY1 120.00-KSZE 221 22.000-1 |  | 680 | 1311 | 25 | 120 | 22 | 9.97 | 0.37524 | 10.98 | 0.04392 | 180 | hv | 14 | 1 | 27 | 1.154 |  | 23 |  |  | FALSE | 1 | 1 | TRUE | TRUE | TRUE
440 | LABA GY1 120.00-LABA 222 22.000-2 |  | 681 | 1745 | 25 | 120 | 22 | 10.66 | 0.61436 | 27.65 | 0.1106 | 180 | hv | 14 | 1 | 27 | 1.154 |  | 18 |  |  | FALSE | 1 | 1 | TRUE | TRUE | TRUE
441 | LEPS 120.00-LEPS 221 22.000-1 |  | 683 | 1747 | 25 | 120 | 22 | 10.29 | 0.3536 | 9.7 | 0.0388 | 180 | hv | 14 | 1 | 27 | 1.154 |  | 23 |  |  | FALSE | 1 | 1 | TRUE | TRUE | TRUE
442 | LEST 120.00-LEST 22P2 22.000-P2 |  | 685 | 1893 | 50 | 120 | 22 | 10.17 | 0.34 | 16 | 0.032 | 180 | hv | 14 | 1 | 27 | 1.154 |  | 22 |  |  | FALSE | 1 | 1 | TRUE | TRUE | TRUE
443 | MOR GY1 120.00-MOR 221 22.000-1 |  | 686 | 1377 | 40 | 120 | 22 | 12.08 | 0.32433 | 15.8 | 0.0395 | 180 | hv | 14 | 1 | 27 | 1.154 |  | 22 |  |  | FALSE | 1 | 1 | TRUE | TRUE | TRUE
445 | MOR GY1 120.00-MOR 22P 22.000-P |  | 686 | 1895 | 50 | 120 | 22 | 10.17 | 0.34 | 16 | 0.032 | 180 | hv | 14 | 1 | 27 | 1.154 |  | 22 |  |  | FALSE | 1 | 1 | TRUE | TRUE | TRUE
446 | MOVR GY1 120.00-MESZGM11 11.000-GM |  | 687 | 1345 | 16 | 120 | 10.5 | 10.82 | 0.6504 | 17.901 | 0.11188 | 330 | hv | 14 | 1 | 27 | 1.154 |  | 20 |  |  | FALSE | 1 | 1 | TRUE | TRUE | TRUE
447 | MTIM P1 120.00-MTIM 351 35.000-1 |  | 688 | 1387 | 24 | 120 | 35 | 10 | 0.6 | 10 | 0.041667 | 150 | hv | 14 | 1 | 27 | 1.154 |  | 13 |  |  | FALSE | 1 | 1 | TRUE | TRUE | TRUE
448 | MTIM P2 120.00-MTIM 352 35.000-2 |  | 689 | 1388 | 24 | 120 | 35 | 10 | 0.6 | 10 | 0.041667 | 150 | hv | 14 | 1 | 27 | 1.154 |  | 11 |  |  | FALSE | 1 | 1 | TRUE | TRUE | TRUE
450 | NASZ GY2 120.00-NASZ 25B 25.000-B |  | 693 | 1398 | 16 | 126 | 26.3 | 10 | 0.5 | 10 | 0.0625 | 0 |  | 6 | 1 | 11 | 1.5 |  | 6 |  |  | FALSE | 1 | 1 | TRUE | TRUE | TRUE
451 | NVAR P1 120.00-NVAR 111 11.000-1 |  | 696 | 1413 | 40 | 120 | 11 | 11 | 0.36 | 19.54 | 0.04885 | 330 | hv | 14 | 1 | 27 | 1.154 |  | 21 |  |  | FALSE | 1 | 1 | TRUE | TRUE | TRUE
453 | NYUF K 120.00-NYUF 351 35.000-1 |  | 700 | 1441 | 40 | 120 | 35 | 10 | 0.36 | 10 | 0.041667 | 150 | hv | 14 | 1 | 27 | 1.154 |  | 10 |  |  | FALSE | 1 | 1 | TRUE | TRUE | TRUE
455 | NYUF K 120.00-NYUF 353 35.000-3 |  | 700 | 1856 | 40 | 120 | 35 | 10 | 0.36 | 10 | 0.041667 | 150 | hv | 14 | 1 | 27 | 1.154 |  | 10 |  |  | FALSE | 1 | 1 | TRUE | TRUE | TRUE
456 | ORIP GY1 120.00-ORIP 222 22.000-1 |  | 701 | 1444 | 40 | 120 | 22 | 12 | 0.3 | 15 | 0.0375 | 180 | hv | 14 | 1 | 27 | 1.154 |  | 20 |  |  | FALSE | 1 | 1 | TRUE | TRUE | TRUE
457 | OTTE P1 120.00-OTTE 221 22.000-1 |  | 702 | 1757 | 25 | 120 | 22 | 10.18 | 0.37 | 10.29 | 0.04116 | 180 | hv | 14 | 1 | 27 | 1.154 |  | 20 |  |  | FALSE | 1 | 1 | TRUE | TRUE | TRUE
458 | PANK P2 120.00-PANK 222 22.000-2 |  | 704 | 1463 | 16 | 120 | 22 | 9 | 0.41769 | 7.84 | 0.049 | 180 | hv | 14 | 1 | 27 | 1.154 |  | 25 |  |  | FALSE | 1 | 1 | TRUE | TRUE | TRUE
459 | REPC 120.00-REPC 221 22.000-1 |  | 708 | 1759 | 25 | 120 | 22 | 10.66 | 0.61436 | 27.65 | 0.1106 | 180 | hv | 14 | 1 | 27 | 1.154 |  | 22 |  |  | FALSE | 1 | 1 | TRUE | TRUE | TRUE
460 | RAKH GY1 120.00-RAKH 221 22.000-1 |  | 709 | 1495 | 40 | 120 | 22 | 12.08 | 0.32433 | 15.8 | 0.0395 | 180 | hv | 14 | 1 | 27 | 1.154 |  | 22 |  |  | FALSE | 1 | 1 | TRUE | TRUE | TRUE
462 | VARK B 120.00-VARK 221 22.000-1 |  | 710 | 1927 | 25 | 120 | 22 | 9.78 | 0.36924 | 15.52 | 0.06208 | 180 | hv | 14 | 1 | 27 | 1.154 |  | 22 |  |  | FALSE | 1 | 1 | TRUE | TRUE | TRUE
464 | VARK B 120.00-VARK 22P 22.000-P |  | 710 | 1951 | 50 | 120 | 22 | 10.17 | 0.34 | 16 | 0.032 | 180 | hv | 14 | 1 | 27 | 1.154 |  | 22 |  |  | FALSE | 1 | 1 | TRUE | TRUE | TRUE
465 | SOPN GY1 120.00-SOPN 11D 11.000-D |  | 715 | 1535 | 25 | 120 | 11 | 9.86 | 0.37612 | 11.88 | 0.04752 | 330 | hv | 14 | 1 | 27 | 1.154 |  | 23 |  |  | FALSE | 1 | 1 | TRUE | TRUE | TRUE
466 | SOPN GY1 120.00-SOPN 25A 25.000-A |  | 715 | 1537 | 12 | 126 | 26.3 | 10 | 0.5 | 10 | 0.083333 | 0 |  | 6 | 1 | 11 | 1.5 |  | 6 |  |  | FALSE | 1 | 1 | TRUE | TRUE | TRUE
467 | SOPN GY1 120.00-SOPN 25B 25.000-B |  | 715 | 1538 | 12 | 126 | 26.3 | 10 | 0.5 | 10 | 0.083333 | 0 |  | 6 | 1 | 11 | 1.5 |  | 6 |  |  | FALSE | 1 | 1 | TRUE | TRUE | TRUE
468 | SUME GY1 120.00-SUME 22A 22.000-A |  | 716 | 1546 | 25 | 120 | 22 | 10.23 | 0.61072 | 26.53 | 0.10612 | 180 | hv | 14 | 1 | 27 | 1.154 |  | 25 |  |  | FALSE | 1 | 1 | TRUE | TRUE | TRUE
470 | SUME GY1 120.00-SUME 22P1 22.000-P1 |  | 716 | 1809 | 40 | 120 | 22 | 16 | 0.47925 | 14.3 | 0.03575 | 180 | hv | 10 | 1 | 19 | 1.667 |  | 16 |  |  | FALSE | 1 | 1 | TRUE | TRUE | TRUE
471 | SZBA GY1 120.00-SZBA 221 22.000-1 |  | 717 | 1554 | 40 | 120 | 22 | 12.39 | 0.31602 | 14.46 | 0.03615 | 180 | hv | 14 | 1 | 27 | 1.154 |  | 22 |  |  | FALSE | 1 | 1 | TRUE | TRUE | TRUE
472 | SZBA GY1 120.00-SZBA 222 22.000-2 |  | 717 | 1555 | 40 | 120 | 22 | 12.2 | 0.34708 | 15.68 | 0.0392 | 180 | hv | 14 | 1 | 27 | 1.154 |  | 22 |  |  | FALSE | 1 | 1 | TRUE | TRUE | TRUE
473 | SZBA GY1 120.00-SZBA 25A 25.000-A |  | 717 | 1556 | 12 | 126 | 26.3 | 10 | 0.5 | 10 | 0.083333 | 0 |  | 6 | 1 | 11 | 1.5 |  | 6 |  |  | FALSE | 1 | 1 | TRUE | TRUE | TRUE
474 | SZBA GY1 120.00-SZBA 25B 25.000-B |  | 717 | 1557 | 12 | 126 | 26.3 | 10 | 0.5 | 10 | 0.083333 | 0 |  | 6 | 1 | 11 | 1.5 |  | 6 |  |  | FALSE | 1 | 1 | TRUE | TRUE | TRUE
475 | SZBA GY1 120.00-SZBA 25C 25.000-C |  | 717 | 1926 | 16 | 132 | 27.5 | 11.86 | 0.47 | 7.81 | 0.083333 | 0 | hv | 10 | 1 | 19 | 1.78 |  | 14 |  |  | FALSE | 1 | 1 | TRUE | TRUE | TRUE
476 | SZFE GY1 120.00-SZFE 11A 11.000-A |  | 718 | 1573 | 40 | 120 | 11 | 11.34 | 0.4483 | 35.61 | 0.089025 | 330 | hv | 14 | 1 | 27 | 1.154 |  | 23 |  |  | FALSE | 1 | 1 | TRUE | TRUE | TRUE
477 | SZFE GY1 120.00-SZFE 11B 11.000-B |  | 718 | 1574 | 40 | 120 | 11 | 11.15 | 0.46 | 40.8 | 0.102 | 330 | hv | 10 | 1 | 19 | 1.667 |  | 16 |  |  | FALSE | 1 | 1 | TRUE | TRUE | TRUE
478 | SZFN GY1 120.00-SZFN 11A 11.000-A |  | 719 | 1575 | 40 | 120 | 11 | 11.49 | 0.45315 | 34.54 | 0.08635 | 330 | hv | 14 | 1 | 27 | 1.154 |  | 25 |  |  | FALSE | 1 | 1 | TRUE | TRUE | TRUE
479 | SZFN GY1 120.00-SZFN 11B 11.000-B |  | 719 | 1576 | 25 | 120 | 11 | 9.77 | 0.518 | 23.88 | 0.09552 | 330 | hv | 14 | 1 | 27 | 1.154 |  | 23 |  |  | FALSE | 1 | 1 | TRUE | TRUE | TRUE
480 | SZFN PER 120.00-SZBUE11 11.000-1 |  | 720 | 1558 | 25 | 120 | 11 | 10 | 0.6 | 25 | 0.1 | 330 | hv | 14 | 1 | 27 | 1.154 |  | 24 |  |  | FALSE | 1 | 1 | TRUE | TRUE | TRUE
481 | SZFV GY1 120.00-SZFV 62 6.0000-2 |  | 721 | 1581 | 25 | 120 | 6.6 | 9.9 | 0.534 | 27.75 | 0.111 | 330 | hv | 14 | 1 | 27 | 1.154 |  | 18 |  |  | FALSE | 1 | 1 | TRUE | TRUE | TRUE
483 | SZFV GY1 120.00-SZFV 64 6.0000-4 |  | 721 | 1583 | 25 | 120 | 6.6 | 9.3 | 0.5304 | 31 | 0.124 | 330 | hv | 14 | 1 | 27 | 1.154 |  | 17 |  |  | FALSE | 1 | 1 | TRUE | TRUE | TRUE
484 | SZGO GY1 120.00-SZGO 22A 22.000-A |  | 722 | 1586 | 40 | 120 | 22 | 12.38 | 0.32 | 14.54 | 0.03635 | 180 | hv | 14 | 1 | 27 | 1.154 |  | 25 |  |  | FALSE | 1 | 1 | TRUE | TRUE | TRUE
485 | SZGO GY1 120.00-SZGO 22B 22.000-B |  | 722 | 1587 | 40 | 120 | 22 | 12.1 | 0.5 | 34 | 0.085 | 180 | hv | 14 | 1 | 27 | 1.154 |  | 26 |  |  | FALSE | 1 | 1 | TRUE | TRUE | TRUE
487 | SZLS P2 120.00-SZLS 112 11.000-2 |  | 724 | 1595 | 25 | 120 | 11 | 9.9 | 0.55432 | 30.75 | 0.123 | 330 | hv | 10 | 1 | 19 | 1.667 |  | 18 |  |  | FALSE | 1 | 1 | TRUE | TRUE | TRUE
489 | SZOM B 120.00-SZOM 223 22.000-3 |  | 725 | 1608 | 40 | 120 | 22 | 12.38 | 0.31515 | 14.54 | 0.03635 | 180 | hv | 14 | 1 | 27 | 1.154 |  | 24 |  |  | FALSE | 1 | 1 | TRUE | TRUE | TRUE
490 | SZOM B 120.00-SZOM 25B 25.000-B |  | 725 | 1610 | 16 | 126 | 26.3 | 10 | 0.5 | 10 | 0.0625 | 0 |  | 6 | 1 | 11 | 1.5 |  | 6 |  |  | FALSE | 1 | 1 | TRUE | TRUE | TRUE
491 | SZOM K 120.00-SZOM 222 22.000-2 |  | 726 | 1607 | 40 | 120 | 22 | 12.13 | 0.556 | 36.2 | 0.0905 | 180 | hv | 14 | 1 | 27 | 1.154 |  | 24 |  |  | FALSE | 1 | 1 | TRUE | TRUE | TRUE
492 | SZOM K 120.00-SZOM 25A 25.000-A |  | 726 | 1609 | 16 | 126 | 26.3 | 10 | 0.5 | 10 | 0.0625 | 0 |  | 6 | 1 | 11 | 1.5 |  | 6 |  |  | FALSE | 1 | 1 | TRUE | TRUE | TRUE
493 | TABG K2 120.00-TABE 632 6.0000-2 |  | 727 | 1616 | 24 | 132 | 6.3 | 8.5 | 0.5833 | 51.3 | 0.21375 | 330 |  | 6 | 1 | 11 | 1.5 |  | 6 |  |  | FALSE | 1 | 1 | TRUE | TRUE | TRUE
494 | TABG K 120.00-TABG 223 22.000-3 |  | 728 | 1619 | 25 | 120 | 22 | 9.83 | 0.4 | 15 | 0.06 | 180 | hv | 14 | 1 | 27 | 1.154 |  | 20 |  |  | FALSE | 1 | 1 | TRUE | TRUE | TRUE
495 | TABG K 120.00-TABG 224 22.000-4 |  | 728 | 1620 | 25 | 120 | 22 | 9.83 | 0.41696 | 19.01 | 0.07604 | 180 | hv | 14 | 1 | 27 | 1.154 |  | 20 |  |  | FALSE | 1 | 1 | TRUE | TRUE | TRUE
496 | TABM GY1 120.00-TABM 25A 25.000-A |  | 729 | 1621 | 12 | 126 | 26.3 | 10 | 0.5 | 10 | 0.083333 | 0 |  | 6 | 1 | 11 | 1.5 |  | 6 |  |  | FALSE | 1 | 1 | TRUE | TRUE | TRUE
498 | TAPO GY1 120.00-TAPO 22A 22.000-A |  | 733 | 1626 | 40 | 120 | 22 | 12.38 | 0.31515 | 14.54 | 0.03635 | 180 | hv | 14 | 1 | 27 | 1.154 |  | 24 |  |  | FALSE | 1 | 1 | TRUE | TRUE | TRUE
499 | TAPO GY1 120.00-TAPO 22B 22.000-B |  | 733 | 1627 | 40 | 120 | 22 | 12.38 | 0.31515 | 14.54 | 0.03635 | 180 | hv | 14 | 1 | 27 | 1.154 |  | 24 |  |  | FALSE | 1 | 1 | TRUE | TRUE | TRUE
500 | ZALH 120.00-ZALH 22P 22.000-P |  | 734 | 1813 | 50 | 120 | 22 | 10.17 | 0.34 | 16 | 0.032 | 180 | hv | 14 | 1 | 27 | 1.154 |  | 22 |  |  | FALSE | 1 | 1 | TRUE | TRUE | TRUE
501 | TATA GY1 120.00-TATA 221 22.000-1 |  | 735 | 1628 | 40 | 120 | 22 | 11.97 | 0.355 | 24 | 0.06 | 180 | hv | 14 | 1 | 27 | 1.154 |  | 20 |  |  | FALSE | 1 | 1 | TRUE | TRUE | TRUE
502 | TATA GY1 120.00-TATA 222 22.000-2 |  | 735 | 1629 | 25 | 120 | 22 | 10.66 | 0.61436 | 27.65 | 0.1106 | 180 | hv | 14 | 1 | 27 | 1.154 |  | 19 |  |  | FALSE | 1 | 1 | TRUE | TRUE | TRUE
503 | TBIP K 120.00-TBIP 222 22.000-2 |  | 736 | 1631 | 40 | 120 | 22 | 11.32 | 0.323 | 14.83 | 0.037075 | 180 | hv | 14 | 1 | 27 | 1.154 |  | 19 |  |  | FALSE | 1 | 1 | TRUE | TRUE | TRUE
504 | TBIP B 120.00-TBIP 221 22.000-1 |  | 737 | 1630 | 40 | 120 | 22 | 11.2 | 0.324 | 14.85 | 0.037125 | 180 | hv | 14 | 1 | 27 | 1.154 |  | 17 |  |  | FALSE | 1 | 1 | TRUE | TRUE | TRUE
505 | TET GY1 120.00-TET 221 22.000-1 |  | 738 | 1632 | 25 | 120 | 22 | 9.98 | 0.40824 | 11.05 | 0.0442 | 180 | hv | 14 | 1 | 27 | 1.154 |  | 22 |  |  | FALSE | 1 | 1 | TRUE | TRUE | TRUE
506 | TET GY1 120.00-TET 22P1 22.000-P1 |  | 738 | 1814 | 50 | 120 | 22 | 10.17 | 0.34 | 16 | 0.032 | 180 | hv | 14 | 1 | 27 | 1.154 |  | 22 |  |  | FALSE | 1 | 1 | TRUE | TRUE | TRUE
507 | TET GY1 120.00-TET 22P2 22.000-P2 |  | 738 | 1815 | 50 | 120 | 22 | 10.17 | 0.34 | 16 | 0.032 | 180 | hv | 14 | 1 | 27 | 1.154 |  | 22 |  |  | FALSE | 1 | 1 | TRUE | TRUE | TRUE
508 | TIMF GY1 120.00-TIMF 111 11.000-1 |  | 739 | 1641 | 40 | 120 | 10 | 10 | 0.5 | 10 | 0.025 | 150 | hv | 14 | 1 | 27 | 1.154 |  | 17 |  |  | FALSE | 1 | 1 | TRUE | TRUE | TRUE
510 | TORAYGY1 120.00-TORAY221 22.000-1 |  | 742 | 1778 | 40 | 120 | 22 | 11.97 | 0.355 | 24 | 0.06 | 180 | hv | 14 | 1 | 27 | 1.154 |  | 22 |  |  | FALSE | 1 | 1 | TRUE | TRUE | TRUE
511 | VEVA 120.00-VEVA 221 22.000-1 |  | 745 | 1770 | 25 | 120 | 22 | 10.66 | 0.61436 | 27.65 | 0.1106 | 180 | hv | 14 | 1 | 27 | 1.154 |  | 20 |  |  | FALSE | 1 | 1 | TRUE | TRUE | TRUE
514 | VOGN P2 120.00-VOGN 222 22.000-2 |  | 747 | 1705 | 25 | 120 | 22 | 10 | 0.6 | 10 | 0.04 | 150 | hv | 14 | 1 | 27 | 1.154 |  | 21 |  |  | FALSE | 1 | 1 | TRUE | TRUE | TRUE
515 | VSZE GY1 120.00-VSZE 25A 25.000-A |  | 750 | 1710 | 15 | 126 | 27.5 | 10 | 0.5 | 10 | 0.066667 | 0 | hv | 10 | 1 | 19 | 1.666 |  | 19 |  |  | FALSE | 1 | 1 | TRUE | TRUE | TRUE
516 | VSZE GY1 120.00-VSZE 25B 25.000-B |  | 750 | 1711 | 15 | 126 | 27.5 | 10 | 0.5 | 10 | 0.066667 | 0 | hv | 10 | 1 | 19 | 1.666 |  | 19 |  |  | FALSE | 1 | 1 | TRUE | TRUE | TRUE
517 | ZALA GY1 120.00-ZALA 221 22.000-1 |  | 751 | 1712 | 40 | 120 | 22 | 11.99 | 0.55658 | 35.82 | 0.08955 | 180 | hv | 14 | 1 | 27 | 1.154 |  | 26 |  |  | FALSE | 1 | 1 | TRUE | TRUE | TRUE
518 | ZALA GY1 120.00-ZALA 222 22.000-2 |  | 751 | 1713 | 40 | 120 | 22 | 12.13 | 0.56167 | 37.26 | 0.09315 | 180 | hv | 14 | 1 | 27 | 1.154 |  | 26 |  |  | FALSE | 1 | 1 | TRUE | TRUE | TRUE
519 | ZALD GY1 120.00-ZALD 221 22.000-1 |  | 752 | 1714 | 25 | 120 | 22 | 9.89 | 0.3713 | 14.6 | 0.0584 | 180 | hv | 14 | 1 | 27 | 1.154 |  | 26 |  |  | FALSE | 1 | 1 | TRUE | TRUE | TRUE
520 | ZALD GY1 120.00-ZALD 223 22.000-3 |  | 752 | 1715 | 25 | 120 | 22 | 9.82 | 0.3722 | 15.54 | 0.06216 | 180 | hv | 14 | 1 | 27 | 1.154 |  | 26 |  |  | FALSE | 1 | 1 | TRUE | TRUE | TRUE
521 | ZALD GY1 120.00-ZALD 25A 25.000-A |  | 752 | 1716 | 16 | 126 | 27.5 | 11.79 | 0.48 | 8.17 | 0.051062 | 0 | hv | 10 | 1 | 19 | 1.778 |  | 19 |  |  | FALSE | 1 | 1 | TRUE | TRUE | TRUE
522 | ZALD GY1 120.00-ZALD 25B 25.000-B |  | 752 | 1717 | 16 | 126 | 27.5 | 11.78 | 0.47 | 7.72 | 0.04825 | 0 | hv | 10 | 1 | 19 | 1.778 |  | 19 |  |  | FALSE | 1 | 1 | TRUE | TRUE | TRUE
523 | CSAB GY1 120.00-CSAB 22P 22.000-P |  | 753 | 1727 | 25 | 120 | 22 | 10.66 | 0.61436 | 27.65 | 0.1106 | 180 | hv | 14 | 1 | 27 | 1.154 |  | 24 |  |  | FALSE | 1 | 1 | TRUE | TRUE | TRUE
524 | SZFD GY1 120.00-SZFD 221 22.000-1 |  | 754 | 1572 | 25 | 120 | 22 | 10.16 | 0.5614 | 31.38 | 0.12552 | 180 | hv | 14 | 1 | 27 | 1.154 |  | 21 |  |  | FALSE | 1 | 1 | TRUE | TRUE | TRUE
526 | GYIP GY1 120.00-GYIP 221 22.000-1 |  | 756 | 1177 | 40 | 120 | 22 | 11.02 | 0.32425 | 15.03 | 0.037575 | 180 | hv | 14 | 1 | 27 | 1.154 |  | 20 |  |  | FALSE | 1 | 1 | TRUE | TRUE | TRUE
527 | GYIP GY1 120.00-GYIP 223 22.000-3 |  | 756 | 1777 | 40 | 120 | 22 | 12.08 | 0.4108 | 25.24 | 0.0631 | 180 | hv | 14 | 1 | 27 | 1.154 |  | 20 |  |  | FALSE | 1 | 1 | TRUE | TRUE | TRUE
528 | ISZK 120.00-ISZK 22P 22.000-P |  | 757 | 1854 | 25 | 120 | 22 | 10.66 | 0.61436 | 27.65 | 0.1106 | 180 | hv | 14 | 1 | 27 | 1.154 |  | 24 |  |  | FALSE | 1 | 1 | TRUE | TRUE | TRUE
529 | BOENYP1 120.00-BOENY331 33.000-2 |  | 758 | 1024 | 30 | 126 | 33 | 10.0125 | 0.5 | 10 | 0.033333 | 180 | lv | 14 | 1 | 27 | 1.154 |  | 14 |  |  | FALSE | 1 | 1 | TRUE | TRUE | TRUE
530 | SKBH 1 120.00-SKBH 221 22.000-1 |  | 759 | 1520 | 40 | 120 | 22 | 12.5 | 0.4125 | 20 | 0.05 | 180 | hv | 14 | 1 | 27 | 1.154 |  | 16 |  |  | FALSE | 1 | 1 | TRUE | TRUE | TRUE
531 | SKBM 1 120.00-SKBM 221 22.000-1 |  | 760 | 1859 | 65 | 120 | 22 | 15 | 0.4492 | 31 | 0.047692 | 180 | hv | 14 | 1 | 27 | 1.154 |  | 16 |  |  | FALSE | 1 | 1 | TRUE | TRUE | TRUE
532 | IKES 120.00-IKES 221 22.000-1 |  | 761 | 1215 | 40 | 126 | 20 | 12.5 | 0.5 | 40 | 0.1 | 330 | hv | 14 | 1 | 27 | 0.846 |  | 10 |  |  | FALSE | 1 | 1 | TRUE | TRUE | TRUE
533 | KASP 120.00-KASP 221 22.000-1 |  | 762 | 1242 | 25 | 126 | 22 | 12 | 0.564 | 13 | 0.052 | 180 | hv | 14 | 1 | 27 | 1.154 |  | 18 |  |  | FALSE | 1 | 1 | TRUE | TRUE | TRUE
534 | KIGA 120.00-KIGA 221 22.000-1 |  | 763 | 1270 | 50 | 120 | 20 | 12.4 | 0.42016 | 30 | 0.06 | 330 | hv | 11 | 1 | 21 | 1.5 |  | 11 |  |  | FALSE | 1 | 1 | TRUE | TRUE | TRUE
535 | KIGB 120.00-KIGB 221 22.000-2 |  | 764 | 1271 | 50 | 120 | 20 | 12.2 | 0.4186 | 28.129 | 0.056258 | 330 | hv | 11 | 1 | 21 | 1.5 |  | 10 |  |  | FALSE | 1 | 1 | TRUE | TRUE | TRUE
536 | KIGC 120.00-KIGC 221 22.000-3 |  | 765 | 1272 | 50 | 120 | 20 | 12.3 | 0.4154 | 28.124 | 0.056248 | 330 | hv | 11 | 1 | 21 | 1.5 |  | 11 |  |  | FALSE | 1 | 1 | TRUE | TRUE | TRUE
537 | MLSZ 120.00-MLSZ 221 22.000-1 |  | 766 | 1357 | 30 | 120 | 22 | 10 | 0.333 | 25 | 0.083333 | 330 | hv | 14 | 1 | 27 | 1.154 |  | 22 |  |  | FALSE | 1 | 1 | TRUE | TRUE | TRUE
538 | MSZE 120.00-MSZE 221 22.000-1 |  | 767 | 1385 | 50 | 120 | 20 | 12.4 | 0.41892 | 27.409 | 0.054818 | 330 | hv | 14 | 1 | 27 | 1.154 |  | 14 |  |  | FALSE | 1 | 1 | TRUE | TRUE | TRUE
539 | MSZE 120.00-MSZE 222 22.000-2 |  | 767 | 1386 | 25 | 120 | 22 | 10.55 | 0.54228 | 27.76 | 0.11104 | 330 | hv | 14 | 1 | 27 | 1.154 |  | 22 |  |  | FALSE | 1 | 1 | TRUE | TRUE | TRUE
540 | SBXX 120.00-SBXX 15K 15.000-G1 |  | 768 | 1509 | 30 | 132 | 15.75 | 10 | 0.69 | 10 | 0.033333 | 330 | hv | 3 | 1 | 5 | 2.5 |  | 3 |  |  | FALSE | 1 | 1 | TRUE | TRUE | TRUE
541 | SBXX 120.00-SBXX 6A 6.0000-A |  | 768 | 1510 | 25 | 120 | 6 | 10 | 0.6 | 10 | 0.04 | 150 |  | 6 | 1 | 11 | 1.5 |  | 6 |  |  | FALSE | 1 | 1 | TRUE | TRUE | TRUE
542 | SBXX 120.00-SBXX 6B 6.0000-B |  | 768 | 1511 | 25 | 120 | 6 | 10 | 0.6 | 10 | 0.04 | 150 |  | 6 | 1 | 11 | 1.5 |  | 6 |  |  | FALSE | 1 | 1 | TRUE | TRUE | TRUE
543 | SBXX 120.00-SBXX 6C 6.0000-C |  | 768 | 1512 | 25 | 120 | 6 | 10 | 0.6 | 10 | 0.04 | 150 |  | 6 | 1 | 11 | 1.5 |  | 6 |  |  | FALSE | 1 | 1 | TRUE | TRUE | TRUE
544 | NLOZSP1 120.00-SKSZ 221 22.000-1 |  | 769 | 1525 | 25 | 120 | 22 | 10 | 0.4 | 25 | 0.1 | 330 | hv | 14 | 1 | 27 | 1.154 |  | 22 |  |  | FALSE | 1 | 1 | TRUE | TRUE | TRUE
545 | SOTAV 120.00-SOTA 111 11.000-1 |  | 770 | 1542 | 16 | 120 | 10.5 | 9.5 | 0.625 | 25 | 0.15625 | 330 | hv | 14 | 1 | 27 | 1.154 |  | 20 |  |  | FALSE | 1 | 1 | TRUE | TRUE | TRUE
546 | ZGRO 120.00-ZGRO 221 22.000-1 |  | 771 | 1774 | 25 | 120 | 22 | 10.66 | 0.61436 | 27.65 | 0.1106 | 180 | hv | 14 | 1 | 27 | 1.154 |  | 25 |  |  | FALSE | 1 | 1 | TRUE | TRUE | TRUE
547 | ZIRC 120.00-ZIRC 221 22.000-1 |  | 772 | 1775 | 25 | 120 | 22 | 10.29 | 0.3536 | 9.7 | 0.0388 | 180 | hv | 14 | 1 | 27 | 1.154 |  | 23 |  |  | FALSE | 1 | 1 | TRUE | TRUE | TRUE
549 | BALI 120.00-BALI 22P 22.000-P |  | 773 | 1853 | 40 | 120 | 22 | 16 | 0.47925 | 14.3 | 0.03575 | 180 | hv | 10 | 1 | 19 | 1.667 |  | 16 |  |  | FALSE | 1 | 1 | TRUE | TRUE | TRUE
550 | BABR K1 120.00-BABR 351 35.000-1 |  | 774 | 982 | 25 | 120 | 36.75 | 8.9 | 0.528 | 30 | 0.12 | 330 | hv | 10 | 1 | 19 | 1.667 |  | 11 |  |  | FALSE | 1 | 1 | TRUE | TRUE | TRUE
551 | BABR K1 120.00-BABR 352 35.000-2 |  | 774 | 983 | 25 | 120 | 36.75 | 9 | 0.532 | 31 | 0.124 | 330 | hv | 10 | 1 | 19 | 1.667 |  | 10 |  |  | FALSE | 1 | 1 | TRUE | TRUE | TRUE
552 | BCGA B 120.00-BCGA 61 6.0000-1 |  | 775 | 993 | 25 | 120 | 6.3 | 9.67 | 0.448 | 14.5 | 0.058 | 330 | hv | 14 | 1 | 27 | 1.154 |  | 13 |  |  | FALSE | 1 | 1 | TRUE | TRUE | TRUE
553 | BCGA B 120.00-BCGA 64 6.0000-4 |  | 775 | 996 | 25 | 120 | 6.3 | 9.67 | 0.448 | 14.5 | 0.058 | 330 | hv | 14 | 1 | 27 | 1.154 |  | 14 |  |  | FALSE | 1 | 1 | TRUE | TRUE | TRUE
554 | BCGA B 120.00-BCGA 66 6.0000-6 |  | 775 | 998 | 25 | 120 | 6.3 | 9.67 | 0.448 | 14.5 | 0.058 | 330 | hv | 14 | 1 | 27 | 1.154 |  | 14 |  |  | FALSE | 1 | 1 | TRUE | TRUE | TRUE
555 | BCGA K 120.00-BCGA 62 6.0000-2 |  | 776 | 994 | 25 | 120 | 6.3 | 9.67 | 0.448 | 14.5 | 0.058 | 330 | hv | 14 | 1 | 27 | 1.154 |  | 13 |  |  | FALSE | 1 | 1 | TRUE | TRUE | TRUE
556 | BCGA K 120.00-BCGA 63 6.0000-3 |  | 776 | 995 | 25 | 120 | 6.3 | 9.67 | 0.448 | 14.5 | 0.058 | 330 | hv | 14 | 1 | 27 | 1.154 |  | 13 |  |  | FALSE | 1 | 1 | TRUE | TRUE | TRUE
557 | BCGA K 120.00-BCGA 65 6.0000-5 |  | 776 | 997 | 25 | 120 | 6.3 | 9.67 | 0.448 | 14.5 | 0.058 | 330 | hv | 14 | 1 | 27 | 1.154 |  | 14 |  |  | FALSE | 1 | 1 | TRUE | TRUE | TRUE
558 | BGYA K1 120.00-BGYA 221 22.000-1 |  | 777 | 1009 | 40 | 126 | 22 | 11.92 | 0.3 | 13.7 | 0.03425 | 180 | hv | 14 | 1 | 27 | 1.154 |  | 16 |  |  | FALSE | 1 | 1 | TRUE | TRUE | TRUE
560 | BGYA K1 120.00-BGYA 22P 22.000-P |  | 777 | 1816 | 50 | 126 | 22 | 12.5 | 0.25 | 14 | 0.028 | 180 | hv | 14 | 1 | 27 | 1.154 |  | 14 |  |  | FALSE | 1 | 1 | TRUE | TRUE | TRUE
562 | BNAD B 120.00-BNAD 22P 22.000-P |  | 778 | 1833 | 40 | 126 | 22 | 12 | 0.31 | 14 | 0.035 | 180 | hv | 14 | 1 | 27 | 1.154 |  | 14 |  |  | FALSE | 1 | 1 | TRUE | TRUE | TRUE
563 | BNAD K 120.00-BNAD 221 22.000-1 |  | 779 | 1018 | 16 | 126 | 22 | 9.61 | 0.41663 | 7.45 | 0.046563 | 180 | hv | 14 | 1 | 27 | 1.154 |  | 15 |  |  | FALSE | 1 | 1 | TRUE | TRUE | TRUE
564 | BODR GY1 120.00-BODR 22P 22.000-P |  | 780 | 1861 | 50 | 126 | 22 | 13 | 0.3 | 20 | 0.04 | 180 | hv | 14 | 1 | 27 | 1.154 |  | 14 |  |  | FALSE | 1 | 1 | TRUE | TRUE | TRUE
565 | BVK B 120.00-BVK 222 22.000-22 |  | 781 | 1036 | 75 | 120 | 22 | 13.5 | 0.444 | 85 | 0.11333 | 180 | hv | 10 | 1 | 19 | 1.667 |  | 14 |  |  | FALSE | 1 | 1 | TRUE | TRUE | TRUE
566 | BVK B 120.00-BVK 351 35.000-32 |  | 781 | 1038 | 62.5 | 120 | 36 | 13 | 0.4 | 50 | 0.08 | 180 | hv | 14 | 1 | 27 | 1.154 |  | 16 |  |  | FALSE | 1 | 1 | TRUE | TRUE | TRUE
567 | BVK B 120.00-BVK 62 6.0000-2 |  | 781 | 1041 | 25 | 120 | 6.6 | 10 | 0.52 | 27 | 0.108 | 330 | hv | 10 | 1 | 19 | 1.667 |  | 12 |  |  | FALSE | 1 | 1 | TRUE | TRUE | TRUE
568 | BVK B 120.00-BVK 64 6.0000-4 |  | 781 | 1043 | 25 | 120 | 6.6 | 10 | 0.52 | 27 | 0.108 | 330 | hv | 10 | 1 | 19 | 1.667 |  | 12 |  |  | FALSE | 1 | 1 | TRUE | TRUE | TRUE
569 | BVK K 120.00-BVK 221 22.000-21 |  | 782 | 1035 | 75 | 120 | 22 | 13.5 | 0.444 | 85 | 0.11333 | 180 | hv | 10 | 1 | 19 | 1.667 |  | 14 |  |  | FALSE | 1 | 1 | TRUE | TRUE | TRUE
570 | BVK K 120.00-BVK 223 22.000-33 |  | 782 | 1037 | 75 | 120 | 22 | 13.5 | 0.34933 | 26.5 | 0.035333 | 180 | hv | 10 | 1 | 19 | 1.667 |  | 14 |  |  | FALSE | 1 | 1 | TRUE | TRUE | TRUE
571 | BVK K 120.00-BVK 353 35.000-31 |  | 782 | 1039 | 62.5 | 120 | 36 | 13 | 0.4 | 50 | 0.08 | 180 | hv | 14 | 1 | 27 | 1.154 |  | 16 |  |  | FALSE | 1 | 1 | TRUE | TRUE | TRUE
572 | BVK K 120.00-BVK 61 6.0000-1 |  | 782 | 1040 | 25 | 120 | 6.3 | 10 | 0.476 | 10 | 0.04 | 330 | hv | 10 | 1 | 19 | 1.667 |  | 10 |  |  | FALSE | 1 | 1 | TRUE | TRUE | TRUE
573 | BVK K 120.00-BVK 63 6.0000-3 |  | 782 | 1042 | 25 | 120 | 6.6 | 10 | 0.52 | 27 | 0.108 | 330 | hv | 10 | 1 | 19 | 1.667 |  | 12 |  |  | FALSE | 1 | 1 | TRUE | TRUE | TRUE
574 | BVK K 120.00-BVK 65 6.0000-5 |  | 782 | 1044 | 25 | 120 | 6.6 | 10 | 0.52 | 27 | 0.108 | 330 | hv | 10 | 1 | 19 | 1.667 |  | 12 |  |  | FALSE | 1 | 1 | TRUE | TRUE | TRUE
575 | BVK K 120.00-BVK 113 11.000-G3 |  | 782 | 1726 | 63 | 126 | 11 | 14 | 0.27 | 24 | 0.038095 | 330 | hv | 14 | 1 | 27 | 1.154 |  | 24 |  |  | FALSE | 1 | 1 | TRUE | TRUE | TRUE
576 | DUSN B 120.00-DUSN 22P1 22.000-P1 |  | 783 | 1732 | 40 | 126 | 22 | 12.5 | 0.31 | 14 | 0.035 | 180 | hv | 14 | 1 | 27 | 1.154 |  | 14 |  |  | FALSE | 1 | 1 | TRUE | TRUE | TRUE
577 | DUSN B 120.00-DUSN 22P2 22.000-P2 |  | 783 | 1733 | 40 | 126 | 22 | 12.5 | 0.31 | 14 | 0.035 | 180 | hv | 14 | 1 | 27 | 1.154 |  | 14 |  |  | FALSE | 1 | 1 | TRUE | TRUE | TRUE
578 | DIMA B 120.00-DAM 353 35.000-3 |  | 784 | 1066 | 36 | 120 | 36.8 | 10.1 | 0.4444 | 41.3 | 0.11472 | 330 | hv | 14 | 1 | 27 | 1.154 |  | 18 |  |  | FALSE | 1 | 1 | TRUE | TRUE | TRUE
579 | EGER K1 120.00-EGER 221 22.000-1 |  | 787 | 1121 | 25 | 120 | 22 | 10.1 | 0.5904 | 29.7 | 0.1188 | 180 | hv | 10 | 1 | 19 | 1.667 |  | 14 |  |  | FALSE | 1 | 1 | TRUE | TRUE | TRUE
580 | ENCS K1 120.00-ENCS 25C 25.000-C |  | 789 | 1140 | 12 | 126 | 26.3 | 8.2 | 0.5333 | 11.3 | 0.094166 | 0 | hv | 10 | 1 | 19 | 1.667 |  | 14 |  |  | FALSE | 1 | 1 | TRUE | TRUE | TRUE
583 | FUZA B 120.00-FUZA 25A 25.000-A |  | 791 | 1159 | 12 | 126 | 26.3 | 9.3 | 0.5233 | 42.2999 | 0.3525 | 0 |  | 6 | 1 | 11 | 1.5 |  | 6 |  |  | FALSE | 1 | 1 | TRUE | TRUE | TRUE
584 | FUZA B 120.00-FUZA 25B 25.000-B |  | 791 | 1160 | 12 | 126 | 26.3 | 8.2 | 0.5241 | 11.4 | 0.095 | 0 |  | 6 | 1 | 11 | 1.5 |  | 6 |  |  | FALSE | 1 | 1 | TRUE | TRUE | TRUE
585 | GYHALGY1 120.00-GYHAL 222 22.000-2 |  | 793 | 1739 | 25 | 126 | 22 | 9.83 | 0.368 | 10.98 | 0.04392 | 330 | hv | 14 | 1 | 27 | 1.154 |  | 15 |  |  | FALSE | 1 | 1 | TRUE | TRUE | TRUE
586 | GYHALGY1 120.00-GYHAL 221 22.000-1 |  | 793 | 1838 | 40 | 126 | 22 | 12 | 0.31 | 14 | 0.035 | 180 | hv | 14 | 1 | 27 | 1.154 |  | 15 |  |  | FALSE | 1 | 1 | TRUE | TRUE | TRUE
587 | HALM GY1 120.00-HALM 22P 22.000-P |  | 795 | 1740 | 25 | 126 | 22 | 10 | 0.38 | 12.0001 | 0.048 | 180 | hv | 14 | 1 | 27 | 1.154 |  | 17 |  |  | FALSE | 1 | 1 | TRUE | TRUE | TRUE
588 | HATM B 120.00-HATM 25B 25.000-B |  | 796 | 1198 | 12 | 126 | 26.3 | 8.46 | 0.487 | 10.85 | 0.090417 | 0 | hv | 10 | 1 | 19 | 1.667 |  | 14 |  |  | FALSE | 1 | 1 | TRUE | TRUE | TRUE
589 | HATM K 120.00-HATM 25A 25.000-A |  | 797 | 1197 | 12 | 126 | 26.3 | 8.4 | 0.49 | 11.58 | 0.0965 | 0 | hv | 10 | 1 | 19 | 1.667 |  | 13 |  |  | FALSE | 1 | 1 | TRUE | TRUE | TRUE
590 | HATV GY1 120.00-HATV 221 22.000-1 |  | 798 | 1199 | 40 | 126 | 22 | 12 | 0.31 | 14 | 0.035 | 180 | hv | 14 | 1 | 27 | 1.154 |  | 15 |  |  | FALSE | 1 | 1 | TRUE | TRUE | TRUE
591 | HATV GY1 120.00-HATV 222 22.000-2 |  | 798 | 1200 | 40 | 126 | 22 | 12 | 0.31 | 14 | 0.035 | 180 | hv | 14 | 1 | 27 | 1.154 |  | 15 |  |  | FALSE | 1 | 1 | TRUE | TRUE | TRUE
592 | HEVE GY1 120.00-HEVE 221 22.000-1 |  | 799 | 1203 | 25 | 126 | 22 | 10 | 0.38 | 12.0001 | 0.048 | 180 | hv | 14 | 1 | 27 | 1.154 |  | 16 |  |  | FALSE | 1 | 1 | TRUE | TRUE | TRUE
594 | JBER K1 120.00-JBER 221 22.000-1 |  | 800 | 1222 | 40 | 120 | 22 | 11.8 | 0.3 | 14 | 0.035 | 180 | hv | 14 | 1 | 27 | 1.154 |  | 18 |  |  | FALSE | 1 | 1 | TRUE | TRUE | TRUE
595 | JBER K1 120.00-JBER 222 22.000-2 |  | 800 | 1223 | 40 | 120 | 22 | 11.8 | 0.3 | 14 | 0.035 | 180 | hv | 14 | 1 | 27 | 1.154 |  | 18 |  |  | FALSE | 1 | 1 | TRUE | TRUE | TRUE
598 | KFAL K1 120.00-KFAL 222 22.000-2 |  | 803 | 1267 | 40 | 126 | 22 | 12 | 0.5 | 40 | 0.1 | 180 | hv | 14 | 1 | 27 | 1.154 |  | 19 |  |  | FALSE | 1 | 1 | TRUE | TRUE | TRUE
600 | LORI K1 120.00-LORI 221 22.000-1 |  | 806 | 1333 | 40 | 126 | 22 | 11.77 | 0.3094 | 13.4499 | 0.033625 | 180 | hv | 14 | 1 | 27 | 1.154 |  | 15 |  |  | FALSE | 1 | 1 | TRUE | TRUE | TRUE
601 | LORIGPGT 120.00-LORIGP1 15.750-P1 |  | 807 | 808 | 215 | 132 | 15.75 | 12 | 0.0233 | 0 | 0.12865 | 330 |  | 6 | 1 | 11 | 1.5 |  | 6 |  |  | FALSE | 1 | 1 | TRUE | TRUE | TRUE
602 | MDEL K1 120.00-MDEL 111 11.000-1 |  | 809 | 1340 | 25 | 120 | 11 | 9.9 | 0.52 | 27 | 0.108 | 330 | hv | 14 | 1 | 27 | 1.154 |  | 22 |  |  | FALSE | 1 | 1 | TRUE | TRUE | TRUE
604 | MDEL K1 120.00-MDEL 11 11.000-G1 |  | 809 | 1952 | 40 | 126 | 11 | 12 | 0.31 | 14 | 0.035 | 180 | hv | 14 | 1 | 27 | 1.154 |  | 14 |  |  | FALSE | 1 | 1 | TRUE | TRUE | TRUE
605 | MESZ GY1 120.00-MESZ 221 22.000-1 |  | 810 | 1342 | 40 | 126 | 22 | 11.95 | 0.3 | 13.58 | 0.03395 | 180 | hv | 14 | 1 | 27 | 1.154 |  | 16 |  |  | FALSE | 1 | 1 | TRUE | TRUE | TRUE
606 | MESZ GY1 120.00-MESZ 222 22.000-2 |  | 810 | 1343 | 40 | 126 | 22 | 12.04 | 0.3 | 13.43 | 0.033575 | 180 | hv | 14 | 1 | 27 | 1.154 |  | 16 |  |  | FALSE | 1 | 1 | TRUE | TRUE | TRUE
607 | MAKL K1 120.00-MAKL 221 22.000-1 |  | 811 | 1808 | 25 | 126 | 22 | 10 | 0.38 | 12.0001 | 0.048 | 180 | hv | 14 | 1 | 27 | 1.154 |  | 19 |  |  | FALSE | 1 | 1 | TRUE | TRUE | TRUE
609 | MKOV K1 120.00-MKOV 221 22.000-1 |  | 812 | 1355 | 40 | 120 | 22 | 12.5 | 0.5125 | 39 | 0.0975 | 180 | hv | 14 | 1 | 27 | 1.154 |  | 19 |  |  | FALSE | 1 | 1 | TRUE | TRUE | TRUE
611 | MNYU K 120.00-MNYU 111 11.000-1 |  | 814 | 1358 | 31.5 | 126 | 11 | 19.49 | 0.28 | 13.163 | 0.041787 | 330 | hv | 14 | 1 | 27 | 1.154 |  | 14 |  |  | FALSE | 1 | 1 | TRUE | TRUE | TRUE
612 | MNYU K 120.00-MNYU 223 22.000-3 |  | 814 | 1361 | 25 | 126 | 22 | 9.53 | 0.37 | 11 | 0.044 | 180 | hv | 14 | 1 | 27 | 1.154 |  | 17 |  |  | FALSE | 1 | 1 | TRUE | TRUE | TRUE
613 | NAGK K1 120.00-NAGK 221 22.000-1 |  | 815 | 1395 | 40 | 120 | 22 | 10.1 | 0.355 | 24 | 0.06 | 180 | hv | 14 | 1 | 27 | 1.154 |  | 18 |  |  | FALSE | 1 | 1 | TRUE | TRUE | TRUE
615 | PUTN GY1 120.00-PUTN 22P 22.000-P |  | 816 | 1842 | 50 | 126 | 22 | 13 | 0.3 | 20 | 0.04 | 180 | hv | 14 | 1 | 27 | 1.154 |  | 14 |  |  | FALSE | 1 | 1 | TRUE | TRUE | TRUE
616 | NBAT B 120.00-NBAT 221 22.000-1 |  | 817 | 1399 | 25 | 120 | 22 | 10 | 0.5852 | 26.8 | 0.1072 | 180 | hv | 14 | 1 | 27 | 1.154 |  | 21 |  |  | FALSE | 1 | 1 | TRUE | TRUE | TRUE
619 | NOGR K1 120.00-NOGR 222 22.000-2 |  | 819 | 1410 | 25 | 126 | 22 | 9.75 | 0.3582 | 11.72 | 0.04688 | 180 | hv | 14 | 1 | 27 | 1.154 |  | 16 |  |  | FALSE | 1 | 1 | TRUE | TRUE | TRUE
620 | NYEK GY1 120.00-NYEK 221 22.000-1 |  | 820 | 1419 | 40 | 126 | 22 | 11.95 | 0.3 | 13.58 | 0.034 | 180 | hv | 14 | 1 | 27 | 1.154 |  | 16 |  |  | FALSE | 1 | 1 | TRUE | TRUE | TRUE
622 | NYEM B 120.00-NYEM 25A 25.000-A |  | 821 | 1421 | 12 | 126 | 26.3 | 8.85 | 0.635 | 21.5 | 0.17917 | 0 |  | 6 | 1 | 11 | 1.5 |  | 6 |  |  | FALSE | 1 | 1 | TRUE | TRUE | TRUE
623 | NYEM B 120.00-NYEM 25B 25.000-B |  | 821 | 1422 | 12 | 126 | 26.3 | 9.15 | 0.5192 | 34.8 | 0.29 | 0 |  | 6 | 1 | 11 | 1.5 |  | 6 |  |  | FALSE | 1 | 1 | TRUE | TRUE | TRUE
624 | PASZ P1 120.00-PASZ 221 22.000-1 |  | 823 | 1824 | 16 | 126 | 22 | 10 | 0.44 | 8 | 0.05 | 180 | hv | 14 | 1 | 27 | 1.154 |  | 15 |  |  | FALSE | 1 | 1 | TRUE | TRUE | TRUE
625 | OZDC K1 120.00-OZDC 61 6.0000-1 |  | 825 | 1450 | 16 | 120 | 6.6 | 10.15 | 0.6389 | 19.07 | 0.11919 | 330 | hv | 10 | 1 | 19 | 1.667 |  | 13 |  |  | FALSE | 1 | 1 | TRUE | TRUE | TRUE
626 | OZDC K1 120.00-OZDC 62 6.0000-2 |  | 825 | 1451 | 16 | 120 | 6.6 | 9.9 | 0.6235 | 20.08 | 0.1255 | 330 | hv | 10 | 1 | 19 | 1.667 |  | 11 |  |  | FALSE | 1 | 1 | TRUE | TRUE | TRUE
627 | OZDE K1 120.00-OZDE 221 22.000-1 |  | 826 | 1452 | 25 | 120 | 22 | 10 | 0.62 | 27 | 0.108 | 180 | hv | 14 | 1 | 27 | 1.154 |  | 19 |  |  | FALSE | 1 | 1 | TRUE | TRUE | TRUE
628 | OZDE K1 120.00-OZDE 222 22.000-2 |  | 826 | 1453 | 25 | 120 | 22 | 10.2 | 0.588 | 24.2 | 0.0968 | 180 | hv | 14 | 1 | 27 | 1.154 |  | 21 |  |  | FALSE | 1 | 1 | TRUE | TRUE | TRUE
629 | RECS P1 120.00-RECS 221 22.000-1 |  | 827 | 1497 | 25 | 126 | 22 | 9.64 | 0.37 | 11.7 | 0.0468 | 180 | hv | 14 | 1 | 27 | 1.154 |  | 16 |  |  | FALSE | 1 | 1 | TRUE | TRUE | TRUE
630 | RETS K1 120.00-RETS 221 22.000-1 |  | 829 | 1498 | 25 | 120 | 22 | 9.9 | 0.56 | 27 | 0.108 | 180 | hv | 14 | 1 | 27 | 1.154 |  | 20 |  |  | FALSE | 1 | 1 | TRUE | TRUE | TRUE
632 | SAJIF1FO 120.00-ACEL 221 22.000-1 |  | 830 | 962 | 63 | 120 | 20 | 14.5 | 0.3175 | 33.5 | 0.053175 | 180 | hv | 14 | 1 | 27 | 1.154 |  | 10 |  |  | FALSE | 1 | 1 | TRUE | TRUE | TRUE
633 | SULY K1 120.00-SULY 221 22.000-1 |  | 831 | 1843 | 25 | 126 | 22 | 10 | 0.38 | 12.0001 | 0.048 | 180 | hv | 14 | 1 | 27 | 1.154 |  | 16 |  |  | FALSE | 1 | 1 | TRUE | TRUE | TRUE
635 | SIAD GY1 120.00-SIAD 6 6.0000-1 |  | 832 | 1513 | 16 | 126 | 6.6 | 10 | 0.44 | 8 | 0.05 | 330 | hv | 14 | 1 | 27 | 1.154 |  | 13 |  |  | FALSE | 1 | 1 | TRUE | TRUE | TRUE
636 | STAR GY1 120.00-STAR 221 22.000-1 |  | 833 | 1543 | 40 | 120 | 22 | 12.18 | 0.3185 | 19.8 | 0.0495 | 180 | hv | 14 | 1 | 27 | 1.154 |  | 20 |  |  | FALSE | 1 | 1 | TRUE | TRUE | TRUE
638 | SZEC P1 120.00-SZEC 22 22.000-1 |  | 834 | 1559 | 16 | 126 | 22 | 9.63 | 0.41387 | 6.28 | 0.03925 | 180 | hv | 14 | 1 | 27 | 1.154 |  | 15 |  |  | FALSE | 1 | 1 | TRUE | TRUE | TRUE
639 | SZER K1 120.00-SZER 221 22.000-1 |  | 836 | 1568 | 40 | 126 | 22 | 11.94 | 0.26495 | 15.177 | 0.037943 | 180 | hv | 14 | 1 | 27 | 1.154 |  | 20 |  |  | FALSE | 1 | 1 | TRUE | TRUE | TRUE
641 | SZER K1 120.00-SZER 25A 25.000-A |  | 836 | 1570 | 16 | 126 | 27.5 | 11.69 | 0.5101 | 11.09 | 0.069313 | 0 | hv | 10 | 1 | 19 | 1.667 |  | 19 |  |  | FALSE | 1 | 1 | TRUE | TRUE | TRUE
643 | THIN P1 120.00-THIN 61 6.0000-1 |  | 837 | 1633 | 25 | 126 | 6.6 | 11.8 | 0.54 | 27.8 | 0.1112 | 330 | hv | 10 | 1 | 19 | 1.667 |  | 10 |  |  | FALSE | 1 | 1 | TRUE | TRUE | TRUE
645 | SZHAL GY1 120.00-SZHAL 22P 22.000-P |  | 838 | 1873 | 50 | 126 | 22 | 13 | 0.3 | 20 | 0.04 | 180 | hv | 14 | 1 | 27 | 1.154 |  | 14 |  |  | FALSE | 1 | 1 | TRUE | TRUE | TRUE
646 | TIFO P1 120.00-TIFO3 61 6.0000-31 |  | 839 | 1635 | 25 | 132 | 6.3 | 10.3 | 0.5352 | 29.6 | 0.1184 | 330 | hv | 10 | 1 | 19 | 1.667 |  | 5 |  |  | FALSE | 1 | 1 | TRUE | TRUE | TRUE
648 | TIFO P2 120.00-TIFO3 62 6.0000-32 |  | 840 | 1636 | 25 | 132 | 6.3 | 10.45 | 0.4452 | 24.8 | 0.0992 | 330 | hv | 10 | 1 | 19 | 1.667 |  | 3 |  |  | FALSE | 1 | 1 | TRUE | TRUE | TRUE
649 | TIFO P2 120.00-TIFO4 62 6.0000-42 |  | 840 | 1638 | 25 | 132 | 6.3 | 10.45 | 0.4452 | 24.8 | 0.0992 | 330 | hv | 10 | 1 | 19 | 1.667 |  | 3 |  |  | FALSE | 1 | 1 | TRUE | TRUE | TRUE
651 | TVK 1F1 120.00-TVK1 62 6.0000-11 |  | 845 | 1662 | 40 | 132 | 6.3 | 11.2 | 0.51375 | 40.7 | 0.10175 | 330 | hv | 10 | 1 | 19 | 1.667 |  | 4 |  |  | FALSE | 1 | 1 | TRUE | TRUE | TRUE
652 | TVK 1F2 120.00-TVK 111 11.000-GT |  | 846 | 1659 | 22.5 | 132 | 11 | 10.38 | 0.6667 | 25.0001 | 0.11111 | 330 |  | 6 | 1 | 11 | 1.5 |  | 6 |  |  | FALSE | 1 | 1 | TRUE | TRUE | TRUE
653 | TVK 1F2 120.00-TVK1 60 6.0000-10 |  | 846 | 1660 | 44 | 126 | 6.3 | 13.36 | 0.32732 | 20.29 | 0.046114 | 330 | hv | 14 | 1 | 27 | 1.154 |  | 10 |  |  | FALSE | 1 | 1 | TRUE | TRUE | TRUE
654 | TVK 1F2 120.00-TVK1 61 6.0000-12 |  | 846 | 1661 | 40 | 132 | 6.3 | 11.4 | 0.49775 | 41.4 | 0.1035 | 330 | hv | 10 | 1 | 19 | 1.667 |  | 10 |  |  | FALSE | 1 | 1 | TRUE | TRUE | TRUE
655 | TVK 1F3 120.00-TVK1 63 6.0000-13 |  | 847 | 1663 | 40 | 132 | 6.3 | 11.2 | 0.49225 | 36.2001 | 0.0905 | 330 | hv | 10 | 1 | 19 | 1.667 |  | 7 |  |  | FALSE | 1 | 1 | TRUE | TRUE | TRUE
656 | TVK 2F1 120.00-TVK2 61 6.0000-21 |  | 848 | 1665 | 40 | 126 | 6.3 | 11.3 | 0.4885 | 37 | 0.0925 | 330 | hv | 10 | 1 | 19 | 1.667 |  | 6 |  |  | FALSE | 1 | 1 | TRUE | TRUE | TRUE
657 | TVK 2F2 120.00-TVK2 60 6.0000-20 |  | 849 | 1664 | 44 | 126 | 6.3 | 13.26 | 0.32 | 19.7101 | 0.044796 | 330 | hv | 14 | 1 | 27 | 1.154 |  | 10 |  |  | FALSE | 1 | 1 | TRUE | TRUE | TRUE
658 | TVK 2F2 120.00-TVK2 62 6.0000-22 |  | 849 | 1666 | 40 | 126 | 6.3 | 11.2 | 0.5072 | 37.3 | 0.09325 | 330 | hv | 10 | 1 | 19 | 1.667 |  | 7 |  |  | FALSE | 1 | 1 | TRUE | TRUE | TRUE
659 | TVK 2F3 120.00-TVK2 63 6.0000-23 |  | 850 | 1667 | 40 | 126 | 6.3 | 11.2 | 0.506 | 36.2 | 0.0905 | 330 | hv | 10 | 1 | 19 | 1.667 |  | 10 |  |  | FALSE | 1 | 1 | TRUE | TRUE | TRUE
660 | MBOG K1 120.00-MBOG 22P 22.000-P |  | 854 | 1852 | 60 | 126 | 22 | 13 | 0.25 | 20 | 0.033333 | 180 | hv | 14 | 1 | 27 | 1.154 |  | 17 |  |  | FALSE | 1 | 1 | TRUE | TRUE | TRUE
661 | MBOG K1 120.00-MBOG 221 22.000-1 |  | 854 | 1871 | 25 | 126 | 22 | 10 | 0.38 | 12.0001 | 0.048 | 180 | hv | 14 | 1 | 27 | 1.154 |  | 16 |  |  | FALSE | 1 | 1 | TRUE | TRUE | TRUE
662 | MBOG K1 120.00-MBOG 222 22.000-2 |  | 854 | 1872 | 25 | 126 | 22 | 10 | 0.38 | 12.0001 | 0.048 | 180 | hv | 14 | 1 | 27 | 1.154 |  | 17 |  |  | FALSE | 1 | 1 | TRUE | TRUE | TRUE
663 | BAKTAK1 120.00-BAKT 221 22.000-1 |  | 855 | 984 | 25 | 120 | 22 | 10.2 | 0.5924 | 25.95 | 0.1038 | 180 | hv | 14 | 1 | 27 | 1.154 |  | 24 |  |  | FALSE | 1 | 1 | TRUE | TRUE | TRUE
665 | BUJF K1 120.00-BUJF 221 22.000-1 |  | 856 | 1028 | 40 | 120 | 22 | 12.07 | 0.3717 | 14.01 | 0.035025 | 180 | hv | 14 | 1 | 27 | 1.154 |  | 23 |  |  | FALSE | 1 | 1 | TRUE | TRUE | TRUE
667 | BUJV K1 120.00-BUJV 221 22.000-1 |  | 857 | 1030 | 16 | 120 | 22 | 10.84 | 0.67619 | 18.47 | 0.11544 | 180 | hv | 10 | 1 | 19 | 1.667 |  | 16 |  |  | FALSE | 1 | 1 | TRUE | TRUE | TRUE
670 | DBDK GY1 120.00-DBDK 112 11.000-2 |  | 858 | 1068 | 40 | 120 | 11 | 9.91 | 0.30615 | 16.38 | 0.04095 | 330 | hv | 14 | 1 | 27 | 1.154 |  | 23 |  |  | FALSE | 1 | 1 | TRUE | TRUE | TRUE
672 | DBIP P2 120.00-DBIP 22B 22.000-B |  | 860 | 1070 | 40 | 120 | 22 | 12.05 | 0.3235 | 14.631 | 0.036578 | 180 | hv | 14 | 1 | 27 | 1.154 |  | 22 |  |  | FALSE | 1 | 1 | TRUE | TRUE | TRUE
673 | DBTOCGY1 120.00-DBTOC11A 11.000-A |  | 863 | 1071 | 25 | 120 | 11 | 9.9 | 0.5444 | 27.21 | 0.10884 | 330 | hv | 14 | 1 | 27 | 1.154 |  | 23 |  |  | FALSE | 1 | 1 | TRUE | TRUE | TRUE
676 | DDEL GY1 120.00-DDEL 222 22.000-2 |  | 864 | 1077 | 40 | 120 | 22 | 12.05 | 0.32 | 14.631 | 0.036578 | 180 | hv | 14 | 1 | 27 | 1.154 |  | 23 |  |  | FALSE | 1 | 1 | TRUE | TRUE | TRUE
677 | DDEL GY1 120.00-DDEL 223 22.000-3 |  | 864 | 1078 | 40 | 120 | 22 | 12.05 | 0.32 | 14.631 | 0.036578 | 180 | hv | 14 | 1 | 27 | 1.154 |  | 23 |  |  | FALSE | 1 | 1 | TRUE | TRUE | TRUE
678 | DDEL GY1 120.00-DDELN221 22.000-4 |  | 864 | 1791 | 25 | 120 | 22 | 10.28 | 0.35448 | 10.23 | 0.04092 | 180 | hv | 14 | 1 | 27 | 1.154 |  | 21 |  |  | FALSE | 1 | 1 | TRUE | TRUE | TRUE
679 | DKCE P1 120.00-DKCE GEP 10.500-G |  | 865 | 866 | 100 | 132 | 10.5 | 12.5 | 0.02 | 0 | 0.27661 | 330 |  | 6 | 1 | 11 | 1.5 |  | 6 |  |  | FALSE | 1 | 1 | TRUE | TRUE | TRUE
681 | DEBE 120.00-DEBE 22B 22.000-B |  | 867 | 1863 | 40 | 120 | 22 | 12.05 | 0.32 | 14.631 | 0.036578 | 180 | hv | 14 | 1 | 27 | 1.154 |  | 23 |  |  | FALSE | 1 | 1 | TRUE | TRUE | TRUE
682 | DEBE 120.00-DEBE 22C 22.000-C |  | 867 | 1864 | 40 | 120 | 22 | 12.05 | 0.32 | 14.631 | 0.036578 | 180 | hv | 14 | 1 | 27 | 1.154 |  | 23 |  |  | FALSE | 1 | 1 | TRUE | TRUE | TRUE
684 | DKOZPP2 120.00-DKOZP112 11.000-2 |  | 869 | 1092 | 25 | 120 | 11 | 9.95 | 0.36036 | 10.378 | 0.041512 | 330 | hv | 14 | 1 | 27 | 1.154 |  | 23 |  |  | FALSE | 1 | 1 | TRUE | TRUE | TRUE
685 | DMGM GY1 120.00-DMGM 111 11.000-1 |  | 870 | 1093 | 25 | 120 | 11 | 9.7 | 0.5424 | 28.73 | 0.11492 | 330 | hv | 10 | 1 | 19 | 1.667 |  | 17 |  |  | FALSE | 1 | 1 | TRUE | TRUE | TRUE
687 | EBESMK1 120.00-EBESM25A 25.000-A |  | 871 | 1119 | 12 | 126 | 26.3 | 10 | 0.5 | 10 | 0.083333 | 0 |  | 6 | 1 | 11 | 1.5 |  | 6 |  |  | FALSE | 1 | 1 | TRUE | TRUE | TRUE
688 | EBESMK1 120.00-EBESM25B 25.000-B |  | 871 | 1120 | 12 | 126 | 26.3 | 10 | 0.5 | 10 | 0.083333 | 0 |  | 6 | 1 | 11 | 1.5 |  | 6 |  |  | FALSE | 1 | 1 | TRUE | TRUE | TRUE
689 | FGYA K1 120.00-FGYA 221 22.000-1 |  | 872 | 1153 | 25 | 120 | 22 | 10.43 | 0.58 | 33.17 | 0.13268 | 180 | hv | 14 | 1 | 27 | 1.154 |  | 26 |  |  | FALSE | 1 | 1 | TRUE | TRUE | TRUE
691 | FGYA K1 120.00-FGYA 22P 22.000-P |  | 872 | 1837 | 50 | 120 | 22 | 10.17 | 0.34 | 16 | 0.032 | 180 | hv | 14 | 1 | 27 | 1.154 |  | 23 |  |  | FALSE | 1 | 1 | TRUE | TRUE | TRUE
692 | HBOSZK1 120.00-HBOSZ221 22.000-1 |  | 873 | 1201 | 40 | 120 | 22 | 12.05 | 0.32 | 14.631 | 0.0366 | 180 | hv | 14 | 1 | 27 | 1.154 |  | 23 |  |  | FALSE | 1 | 1 | TRUE | TRUE | TRUE
694 | HNAN K1 120.00-HNAN 22A 22.000-A |  | 874 | 1206 | 25 | 120 | 22 | 10.34 | 0.567 | 29.92 | 0.11968 | 180 | hv | 14 | 1 | 27 | 1.154 |  | 23 |  |  | FALSE | 1 | 1 | TRUE | TRUE | TRUE
696 | HNAN K1 120.00-HNAN 22P 22.000-P |  | 874 | 1883 | 25 | 120 | 22 | 10.65 | 0.57 | 28.53 | 0.11412 | 180 | hv | 14 | 1 | 27 | 1.154 |  | 23 |  |  | FALSE | 1 | 1 | TRUE | TRUE | TRUE
697 | HSZOBK1 120.00-HSZOB221 22.000-1 |  | 875 | 1208 | 25 | 120 | 22 | 10.2 | 0.59304 | 26.54 | 0.10616 | 180 | hv | 14 | 1 | 27 | 1.154 |  | 23 |  |  | FALSE | 1 | 1 | TRUE | TRUE | TRUE
699 | IBRANK1 120.00-IBRAN221 22.000-1 |  | 876 | 1211 | 25 | 120 | 22 | 10.67 | 0.38 | 11.16 | 0.04464 | 180 | hv | 14 | 1 | 27 | 1.154 |  | 24 |  |  | FALSE | 1 | 1 | TRUE | TRUE | TRUE
701 | KARCMK1 120.00-KARCM25A 25.000-A |  | 877 | 1238 | 12 | 126 | 26.3 | 10 | 0.5 | 10 | 0.083333 | 0 |  | 6 | 1 | 11 | 1.5 |  | 6 |  |  | FALSE | 1 | 1 | TRUE | TRUE | TRUE
702 | KARCMK1 120.00-KARCM25B 25.000-B |  | 877 | 1239 | 12 | 126 | 26.3 | 10 | 0.5 | 10 | 0.083333 | 0 |  | 6 | 1 | 11 | 1.5 |  | 6 |  |  | FALSE | 1 | 1 | TRUE | TRUE | TRUE
703 | KARCTK1 120.00-KARCT221 22.000-1 |  | 878 | 1240 | 25 | 120 | 22 | 10.6 | 0.3774 | 10.78 | 0.04312 | 180 | hv | 14 | 1 | 27 | 1.154 |  | 24 |  |  | FALSE | 1 | 1 | TRUE | TRUE | TRUE
705 | KISVTP1 120.00-KISVT221 22.000-1 |  | 879 | 1285 | 40 | 120 | 22 | 12.1 | 0.48 | 39.85 | 0.099625 | 180 | hv | 14 | 1 | 27 | 1.154 |  | 26 |  |  | FALSE | 1 | 1 | TRUE | TRUE | TRUE
707 | MADA GY1 120.00-MADA 22P1 22.000-P1 |  | 881 | 1868 | 25 | 120 | 22 | 10.65 | 0.57 | 28.53 | 0.11412 | 180 | hv | 14 | 1 | 27 | 1.154 |  | 23 |  |  | FALSE | 1 | 1 | TRUE | TRUE | TRUE
708 | MADA GY1 120.00-MADA 22P2 22.000-P2 |  | 881 | 1869 | 25 | 120 | 22 | 10.65 | 0.57 | 28.53 | 0.11412 | 180 | hv | 14 | 1 | 27 | 1.154 |  | 23 |  |  | FALSE | 1 | 1 | TRUE | TRUE | TRUE
709 | KUNSZK1 120.00-KUNSZ221 22.000-1 |  | 882 | 1313 | 16 | 120 | 22 | 10.7 | 0.65 | 18.37 | 0.11481 | 180 | hv | 10 | 1 | 19 | 1.667 |  | 16 |  |  | FALSE | 1 | 1 | TRUE | TRUE | TRUE
711 | NYLE K1 120.00-NYLE 221 22.000-1 |  | 883 | 1439 | 40 | 126 | 22 | 11.9 | 0.325 | 15 | 0.0375 | 180 | hv | 14 | 1 | 27 | 1.154 |  | 21 |  |  | FALSE | 1 | 1 | TRUE | TRUE | TRUE
712 | NYLE K1 120.00-NYLE 222 22.000-2 |  | 883 | 1440 | 50 | 126 | 22 | 12.22 | 0.3462 | 19 | 0.038 | 180 | hv | 14 | 1 | 27 | 1.154 |  | 20 |  |  | FALSE | 1 | 1 | TRUE | TRUE | TRUE
713 | LETA K1 120.00-LETA 22A 22.000-A |  | 884 | 1326 | 25 | 120 | 22 | 9.8 | 0.37 | 9.82 | 0.03928 | 180 | hv | 14 | 1 | 27 | 1.154 |  | 23 |  |  | FALSE | 1 | 1 | TRUE | TRUE | TRUE
715 | MAFU K1 120.00-MAFU 221 22.000-1 |  | 886 | 1336 | 25 | 120 | 22 | 10 | 0.588 | 28 | 0.112 | 180 | hv | 14 | 1 | 27 | 1.154 |  | 23 |  |  | FALSE | 1 | 1 | TRUE | TRUE | TRUE
717 | MSZALK1 120.00-MSZAL221 22.000-1 |  | 887 | 1383 | 40 | 120 | 22 | 12.3 | 0.32985 | 15.66 | 0.03915 | 180 | hv | 14 | 1 | 27 | 1.154 |  | 25 |  |  | FALSE | 1 | 1 | TRUE | TRUE | TRUE
720 | MTUR K 120.00-MTUR 221 22.000-1 |  | 889 | 1389 | 25 | 120 | 22 | 10.2 | 0.576 | 27.8 | 0.1112 | 180 | hv | 14 | 1 | 27 | 1.154 |  | 23 |  |  | FALSE | 1 | 1 | TRUE | TRUE | TRUE
721 | MTUR K 120.00-MTUR 25A 25.000-A |  | 889 | 1391 | 12 | 126 | 26.3 | 10 | 0.5 | 10 | 0.083333 | 0 |  | 6 | 1 | 11 | 1.5 |  | 6 |  |  | FALSE | 1 | 1 | TRUE | TRUE | TRUE
722 | MTUR K 120.00-MTUR 25B 25.000-B |  | 889 | 1392 | 12 | 126 | 26.3 | 10 | 0.5 | 10 | 0.083333 | 0 |  | 6 | 1 | 11 | 1.5 |  | 6 |  |  | FALSE | 1 | 1 | TRUE | TRUE | TRUE
723 | NADU K1 120.00-NADU 221 22.000-1 |  | 890 | 1393 | 25 | 120 | 22 | 10 | 0.5738 | 28.5 | 0.114 | 180 | hv | 14 | 1 | 27 | 1.154 |  | 23 |  |  | FALSE | 1 | 1 | TRUE | TRUE | TRUE
724 | NADU K1 120.00-NADU 223 22.000-3 |  | 890 | 1394 | 25 | 120 | 22 | 9.78 | 0.37 | 10.98 | 0.04392 | 180 | hv | 14 | 1 | 27 | 1.154 |  | 23 |  |  | FALSE | 1 | 1 | TRUE | TRUE | TRUE
725 | NYAD K1 120.00-NYAD 221 22.000-1 |  | 891 | 1415 | 25 | 120 | 22 | 9.96 | 0.41028 | 10.849 | 0.043396 | 180 | hv | 14 | 1 | 27 | 1.154 |  | 23 |  |  | FALSE | 1 | 1 | TRUE | TRUE | TRUE
728 | NYBO 1 120.00-NYBO 223 22.000-3 |  | 892 | 1418 | 25 | 120 | 22 | 10.65 | 0.36 | 10.93 | 0.04372 | 180 | hv | 14 | 1 | 27 | 1.154 |  | 24 |  |  | FALSE | 1 | 1 | TRUE | TRUE | TRUE
729 | NYBO 1 120.00-NYBO 222 22.000-2 |  | 892 | 1754 | 25 | 120 | 22 | 10.65 | 0.36 | 10.93 | 0.04372 | 180 | hv | 14 | 1 | 27 | 1.154 |  | 24 |  |  | FALSE | 1 | 1 | TRUE | TRUE | TRUE
730 | NYID P1 120.00-NYID 111 11.000-1 |  | 893 | 1423 | 40 | 120 | 11 | 10.6 | 0.469 | 36.75 | 0.091875 | 330 | hv | 10 | 1 | 19 | 1.667 |  | 18 |  |  | FALSE | 1 | 1 | TRUE | TRUE | TRUE
732 | NYIP 1 120.00-NYIP 221 22.000-1 |  | 897 | 1430 | 25 | 120 | 22 | 10.03 | 0.3741 | 13.1 | 0.0524 | 180 | hv | 14 | 1 | 27 | 1.154 |  | 24 |  |  | FALSE | 1 | 1 | TRUE | TRUE | TRUE
734 | NYIP 1 120.00-NYIP PV 22 22.000-P |  | 897 | 1882 | 50 | 120 | 22 | 10.17 | 0.34 | 16 | 0.064 | 180 | hv | 14 | 1 | 27 | 1.154 |  | 14 |  |  | FALSE | 1 | 1 | TRUE | TRUE | TRUE
735 | NYIRBK1 120.00-NYIRB221 22.000-1 |  | 898 | 1432 | 40 | 120 | 22 | 11.24 | 0.32 | 15.23 | 0.038075 | 180 | hv | 14 | 1 | 27 | 1.154 |  | 25 |  |  | FALSE | 1 | 1 | TRUE | TRUE | TRUE
736 | NYIRBK1 120.00-NYIRB222 22.000-2 |  | 898 | 1433 | 40 | 120 | 22 | 11.25 | 0.3214 | 15.1 | 0.03775 | 180 | hv | 14 | 1 | 27 | 1.154 |  | 23 |  |  | FALSE | 1 | 1 | TRUE | TRUE | TRUE
737 | NYIRKK1 120.00-NYIRK111 11.000-1 |  | 899 | 1425 | 25 | 120 | 11 | 9.82 | 0.3768 | 10.34 | 0.04136 | 330 | hv | 14 | 1 | 27 | 1.154 |  | 25 |  |  | FALSE | 1 | 1 | TRUE | TRUE | TRUE
738 | NYIRKK1 120.00-NYIRK113 11.000-3 |  | 899 | 1426 | 25 | 120 | 11 | 9.9 | 0.5 | 21.35 | 0.0854 | 330 | hv | 10 | 1 | 19 | 1.667 |  | 19 |  |  | FALSE | 1 | 1 | TRUE | TRUE | TRUE
739 | NYIRMK1 120.00-NYIM 25A 25.000-A |  | 900 | 1427 | 12 | 126 | 26.3 | 10 | 0.5 | 10 | 0.083333 | 0 |  | 6 | 1 | 11 | 1.5 |  | 6 |  |  | FALSE | 1 | 1 | TRUE | TRUE | TRUE
740 | NYIRMK1 120.00-NYIM 25B 25.000-B |  | 900 | 1428 | 12 | 126 | 26.3 | 10 | 0.5 | 10 | 0.083333 | 0 |  | 6 | 1 | 11 | 1.5 |  | 6 |  |  | FALSE | 1 | 1 | TRUE | TRUE | TRUE
742 | NYIRSB 120.00-NYIRS222 22.000-2 |  | 902 | 1435 | 25 | 120 | 22 | 9.99 | 0.39144 | 9.6 | 0.0384 | 180 | hv | 14 | 1 | 27 | 1.154 |  | 24 |  |  | FALSE | 1 | 1 | TRUE | TRUE | TRUE
743 | NYIRSK 120.00-NYIRS221 22.000-1 |  | 903 | 1434 | 40 | 120 | 22 | 12.05 | 0.32 | 14.631 | 0.0366 | 180 | hv | 14 | 1 | 27 | 1.154 |  | 23 |  |  | FALSE | 1 | 1 | TRUE | TRUE | TRUE
745 | PLAD K1 120.00-PLAD 221 22.000-1 |  | 905 | 1477 | 25 | 120 | 22 | 10.03 | 0.40948 | 10.75 | 0.043 | 180 | hv | 14 | 1 | 27 | 1.154 |  | 24 |  |  | FALSE | 1 | 1 | TRUE | TRUE | TRUE
748 | POLG K1 120.00-POLG 223 22.000-3 |  | 906 | 1485 | 25 | 120 | 22 | 10 | 0.41136 | 10.53 | 0.04212 | 180 | hv | 14 | 1 | 27 | 1.154 |  | 23 |  |  | FALSE | 1 | 1 | TRUE | TRUE | TRUE
749 | SZAE GY1 120.00-SZAE 112 11.000-1 |  | 907 | 1549 | 25 | 120 | 11 | 10 | 0.28 | 20 | 0.08 | 330 | hv | 14 | 1 | 27 | 1.154 |  | 26 |  |  | FALSE | 1 | 1 | TRUE | TRUE | TRUE
750 | SZAE GY1 120.00-SZAE 22P 22.000-P |  | 907 | 1845 | 25 | 120 | 22 | 10.65 | 0.57 | 28.53 | 0.11412 | 180 | hv | 14 | 1 | 27 | 1.154 |  | 23 |  |  | FALSE | 1 | 1 | TRUE | TRUE | TRUE
751 | SZAJMK1 120.00-SZAJM25A 25.000-A |  | 908 | 1550 | 16 | 126 | 27.5 | 11.5 | 0.625 | 20 | 0.125 | 0 |  | 6 | 1 | 11 | 1.5 |  | 6 |  |  | FALSE | 1 | 1 | TRUE | TRUE | TRUE
752 | SZAJMK1 120.00-SZAJM25B 25.000-B |  | 908 | 1551 | 12 | 126 | 26.3 | 10 | 1 | 20 | 0.16667 | 0 |  | 6 | 1 | 11 | 1.5 |  | 6 |  |  | FALSE | 1 | 1 | TRUE | TRUE | TRUE
753 | SZARVK1 120.00-SZARV221 22.000-1 |  | 909 | 1552 | 25 | 120 | 22 | 10.49 | 0.61 | 35.1 | 0.1404 | 180 | hv | 14 | 1 | 27 | 1.154 |  | 23 |  |  | FALSE | 1 | 1 | TRUE | TRUE | TRUE
754 | SZARVK1 120.00-SZARV222 22.000-2 |  | 909 | 1553 | 25 | 120 | 22 | 10.17 | 0.5716 | 28.2 | 0.1128 | 180 | hv | 14 | 1 | 27 | 1.154 |  | 24 |  |  | FALSE | 1 | 1 | TRUE | TRUE | TRUE
755 | SZBE GY1 120.00-SZBE 22P 22.000-P |  | 910 | 1762 | 50 | 120 | 22 | 10.17 | 0.34 | 16 | 0.032 | 180 | hv | 14 | 1 | 27 | 1.154 |  | 21 |  |  | FALSE | 1 | 1 | TRUE | TRUE | TRUE
756 | SZGH K1 120.00-SZGH 221 22.000-1 |  | 911 | 1584 | 25 | 120 | 22 | 10.43 | 0.61 | 25.12 | 0.10048 | 180 | hv | 14 | 1 | 27 | 1.154 |  | 24 |  |  | FALSE | 1 | 1 | TRUE | TRUE | TRUE
758 | SZOLDP1 120.00-SZOLD111 11.000-1 |  | 912 | 1600 | 25 | 120 | 11 | 10.74 | 0.35064 | 9.48 | 0.03792 | 330 | hv | 14 | 1 | 27 | 1.154 |  | 25 |  |  | FALSE | 1 | 1 | TRUE | TRUE | TRUE
760 | SZOLEK1 120.00-SZOLE111 11.000-1 |  | 914 | 1602 | 25 | 120 | 11 | 9.86 | 0.5305 | 32.49 | 0.12996 | 330 | hv | 10 | 1 | 19 | 1.667 |  | 18 |  |  | FALSE | 1 | 1 | TRUE | TRUE | TRUE
763 | SZOLIGY2 120.00-SZOLI223 22.000-3 |  | 916 | 1605 | 40 | 120 | 22 | 11.97 | 0.355 | 24 | 0.06 | 180 | hv | 14 | 1 | 27 | 1.154 |  | 22 |  |  | FALSE | 1 | 1 | TRUE | TRUE | TRUE
764 | TFUR 120.00-TFUR 22P 22.000-P |  | 919 | 1767 | 40 | 120 | 22 | 11.97 | 0.355 | 24 | 0.06 | 180 | hv | 14 | 1 | 27 | 1.154 |  | 22 |  |  | FALSE | 1 | 1 | TRUE | TRUE | TRUE
766 | TIKE K1 120.00-TIKE 22B 22.000-B |  | 920 | 1640 | 40 | 120 | 22 | 12.05 | 0.32 | 14.631 | 0.036578 | 180 | hv | 14 | 1 | 27 | 1.154 |  | 19 |  |  | FALSE | 1 | 1 | TRUE | TRUE | TRUE
767 | TIKE K1 120.00-TIKE 22P2 22.000-P |  | 920 | 1847 | 50 | 120 | 22 | 10.17 | 0.34 | 16 | 0.032 | 180 | hv | 14 | 1 | 27 | 1.154 |  | 21 |  |  | FALSE | 1 | 1 | TRUE | TRUE | TRUE
768 | TIORVK1 120.00-TIORV221 22.000-1 |  | 921 | 1643 | 25 | 120 | 22 | 10.1 | 0.57 | 27.03 | 0.10812 | 180 | hv | 14 | 1 | 27 | 1.154 |  | 25 |  |  | FALSE | 1 | 1 | TRUE | TRUE | TRUE
770 | TPUS GY1 120.00-TPUS 221 22.000-1 |  | 922 | 1646 | 25 | 126 | 22 | 9.5 | 0.44 | 15 | 0.06 | 180 | hv | 14 | 1 | 27 | 1.154 |  | 17 |  |  | FALSE | 1 | 1 | TRUE | TRUE | TRUE
771 | TPUS GY1 120.00-TPUS 22P1 22.000-P1 |  | 922 | 1886 | 50 | 120 | 22 | 10.17 | 0.34 | 16 | 0.032 | 180 | hv | 14 | 1 | 27 | 1.154 |  | 22 |  |  | FALSE | 1 | 1 | TRUE | TRUE | TRUE
772 | TPUS GY1 120.00-TPUS 22P2 22.000-P2 |  | 922 | 1887 | 50 | 120 | 22 | 10.17 | 0.34 | 16 | 0.032 | 180 | hv | 14 | 1 | 27 | 1.154 |  | 22 |  |  | FALSE | 1 | 1 | TRUE | TRUE | TRUE
774 | TSZM K2 120.00-TSZM 222 22.000-2 |  | 926 | 1648 | 25 | 120 | 22 | 10.65 | 0.57 | 28.53 | 0.11412 | 180 | hv | 14 | 1 | 27 | 1.154 |  | 22 |  |  | FALSE | 1 | 1 | TRUE | TRUE | TRUE
775 | TURK GY1 120.00-TURK 22P 22.000-P |  | 927 | 1768 | 50 | 120 | 22 | 10.17 | 0.34 | 16 | 0.032 | 180 | hv | 14 | 1 | 27 | 1.154 |  | 21 |  |  | FALSE | 1 | 1 | TRUE | TRUE | TRUE
776 | TUJVN 120.00-TUJVN22P1 22.000-P1 |  | 928 | 1848 | 40 | 120 | 22 | 11.97 | 0.355 | 24 | 0.06 | 180 | hv | 14 | 1 | 27 | 1.154 |  | 23 |  |  | FALSE | 1 | 1 | TRUE | TRUE | TRUE
777 | TUJVN 120.00-TUJVN22P2 22.000-P2 |  | 928 | 1849 | 25 | 120 | 22 | 10.65 | 0.58 | 28.53 | 0.11412 | 180 | hv | 14 | 1 | 27 | 1.154 |  | 23 |  |  | FALSE | 1 | 1 | TRUE | TRUE | TRUE
779 | TUZS K2 120.00-TUZS 222 22.000-2 |  | 930 | 1658 | 40 | 120 | 22 | 11.23 | 0.3227 | 14.9 | 0.03725 | 180 | hv | 14 | 1 | 27 | 1.154 |  | 25 |  |  | FALSE | 1 | 1 | TRUE | TRUE | TRUE
780 | UJSZMK1 120.00-UJSZM25A 25.000-A |  | 933 | 1672 | 12 | 126 | 26.3 | 10 | 0.5 | 10 | 0.083333 | 0 |  | 6 | 1 | 11 | 1.5 |  | 6 |  |  | FALSE | 1 | 1 | TRUE | TRUE | TRUE
781 | UJSZMK1 120.00-UJSZM25B 25.000-B |  | 933 | 1673 | 12 | 126 | 26.3 | 10 | 0.5 | 10 | 0.083333 | 0 |  | 6 | 1 | 11 | 1.5 |  | 6 |  |  | FALSE | 1 | 1 | TRUE | TRUE | TRUE
783 | VNAM K1 120.00-VNAM 222 22.000-2 |  | 934 | 1703 | 40 | 120 | 22 | 12.05 | 0.32 | 14.631 | 0.0366 | 180 | hv | 14 | 1 | 27 | 1.154 |  | 23 |  |  | FALSE | 1 | 1 | TRUE | TRUE | TRUE
784 | KABA1GY1 120.00-KABA 22P1 22.000-P1 |  | 935 | 1741 | 40 | 120 | 22 | 11.97 | 0.355 | 24 | 0.06 | 180 | hv | 14 | 1 | 27 | 1.154 |  | 22 |  |  | FALSE | 1 | 1 | TRUE | TRUE | TRUE
785 | KABA1GY1 120.00-KABA 22P2 22.000-P2 |  | 935 | 1742 | 40 | 120 | 22 | 11.97 | 0.355 | 24 | 0.06 | 180 | hv | 14 | 1 | 27 | 1.154 |  | 22 |  |  | FALSE | 1 | 1 | TRUE | TRUE | TRUE
786 | MACS B 120.00-BMW 221 22.000-B1 |  | 936 | 1721 | 40 | 120 | 22 | 12.05 | 0.3235 | 14.631 | 0.036578 | 180 | hv | 14 | 1 | 27 | 1.154 |  | 20 |  |  | FALSE | 1 | 1 | TRUE | TRUE | TRUE
787 | MACS B 120.00-BMW 222 22.000-B2 |  | 936 | 1722 | 40 | 120 | 22 | 12.05 | 0.3235 | 14.631 | 0.036578 | 180 | hv | 14 | 1 | 27 | 1.154 |  | 20 |  |  | FALSE | 1 | 1 | TRUE | TRUE | TRUE
788 | MACS B 120.00-BMW 223 22.000-B3 |  | 936 | 1723 | 40 | 120 | 22 | 12.05 | 0.3235 | 14.631 | 0.036578 | 180 | hv | 14 | 1 | 27 | 1.154 |  | 20 |  |  | FALSE | 1 | 1 | TRUE | TRUE | TRUE
789 | MACS B 120.00-ROSE 222 22.000-4 |  | 936 | 1997 | 75 | 120 | 22 | 13.5 | 0.444 | 85 | 0.11333 | 180 | hv | 10 | 1 | 19 | 1.667 |  | 14 |  |  | FALSE | 1 | 1 | TRUE | TRUE | TRUE
790 | MACS K 120.00-MACS 221 22.000-1 |  | 937 | 1749 | 40 | 120 | 22 | 12.05 | 0.3235 | 14.631 | 0.036578 | 180 | hv | 14 | 1 | 27 | 1.154 |  | 22 |  |  | FALSE | 1 | 1 | TRUE | TRUE | TRUE
791 | MACS K 120.00-MACS 222 22.000-2 |  | 937 | 1750 | 40 | 120 | 22 | 12.05 | 0.3235 | 14.631 | 0.036578 | 180 | hv | 14 | 1 | 27 | 1.154 |  | 22 |  |  | FALSE | 1 | 1 | TRUE | TRUE | TRUE
792 | MACS K 120.00-ROSE 221 22.000-3 |  | 937 | 1996 | 75 | 120 | 22 | 13.5 | 0.444 | 85 | 0.11333 | 180 | hv | 10 | 1 | 19 | 1.667 |  | 14 |  |  | FALSE | 1 | 1 | TRUE | TRUE | TRUE
793 | BESE 120.00-BESE 22P 22.000-P |  | 938 | 1831 | 50 | 120 | 22 | 10.17 | 0.34 | 16 | 0.032 | 180 | hv | 14 | 1 | 27 | 1.154 |  | 21 |  |  | FALSE | 1 | 1 | TRUE | TRUE | TRUE
794 | BALK GY1 120.00-BALK 22P 22.000-P |  | 939 | 1880 | 50 | 120 | 22 | 10.17 | 0.34 | 16 | 0.032 | 180 | hv | 14 | 1 | 27 | 1.154 |  | 23 |  |  | FALSE | 1 | 1 | TRUE | TRUE | TRUE
795 | SENY GY1 120.00-SENY PV 22 22.000-P |  | 940 | 1881 | 50 | 120 | 22 | 10.17 | 0.34 | 16 | 0.032 | 180 | hv | 14 | 1 | 27 | 1.154 |  | 21 |  |  | FALSE | 1 | 1 | TRUE | TRUE | TRUE
796 | BVK 351 35.000-BVK 111 11.000-G2 |  | 1038 | 1033 | 30 | 36 | 11 | 10 | 0.5 | 25 | 0.083333 | 330 | hv | 10 | 1 | 19 | 1.667 |  | 18 |  |  | FALSE | 1 | 1 | TRUE | TRUE | TRUE
797 | BVK 353 35.000-BVK 112 11.000-G1 |  | 1039 | 1034 | 30 | 36 | 11 | 10 | 0.5 | 25 | 0.083333 | 330 | hv | 10 | 1 | 19 | 1.667 |  | 18 |  |  | FALSE | 1 | 1 | TRUE | TRUE | TRUE
798 | SORS 22B 22.000-COCA 31 3.0000-G1 |  | 1540 | 1049 | 4 | 22 | 3.3 | 8 | 1 | 5 | 0.125 | 150 |  | 6 | 1 | 11 | 1.5 |  | 6 |  |  | FALSE | 1 | 1 | TRUE | TRUE | TRUE
799 | SORS 22B 22.000-COCA 32 3.0000-G2 |  | 1540 | 1050 | 4 | 22 | 3.3 | 8 | 1 | 5 | 0.125 | 150 |  | 6 | 1 | 11 | 1.5 |  | 6 |  |  | FALSE | 1 | 1 | TRUE | TRUE | TRUE
800 | SORS 22B 22.000-COCA 33 3.0000-G3 |  | 1540 | 1051 | 4 | 22 | 3.3 | 8 | 1 | 5 | 0.125 | 150 |  | 6 | 1 | 11 | 1.5 |  | 6 |  |  | FALSE | 1 | 1 | TRUE | TRUE | TRUE
801 | DAM 353 35.000-MITA 61 6.0000-1 |  | 1066 | 1351 | 14 | 35 | 6.3 | 10 | 0.57 | 10 | 0.071429 | 150 |  | 6 | 1 | 11 | 1.5 |  | 6 |  |  | FALSE | 1 | 1 | TRUE | TRUE | TRUE
802 | DAM 353 35.000-MITA 62 6.0000-2 |  | 1066 | 1352 | 14 | 35 | 6.3 | 10 | 0.57 | 10 | 0.071429 | 150 |  | 6 | 1 | 11 | 1.5 |  | 6 |  |  | FALSE | 1 | 1 | TRUE | TRUE | TRUE
803 | EGES 111 11.000-EGFU K41 0.4000-G1 |  | 1126 | 1128 | 1.6 | 10 | 0.4 | 6 | 0.78 | 2.1 | 0.13125 | 150 |  | 6 | 1 | 11 | 1.5 |  | 6 |  |  | FALSE | 1 | 1 | TRUE | TRUE | TRUE
804 | EGES 111 11.000-EGFU K42 0.4000-G2 |  | 1126 | 1129 | 1.6 | 10 | 0.4 | 6 | 0.78 | 2.1 | 0.13125 | 150 |  | 6 | 1 | 11 | 1.5 |  | 6 |  |  | FALSE | 1 | 1 | TRUE | TRUE | TRUE
805 | EGES 111 11.000-EGFU K43 0.4000-G3 |  | 1126 | 1130 | 1.6 | 10 | 0.4 | 6 | 0.78 | 2.1 | 0.13125 | 150 |  | 6 | 1 | 11 | 1.5 |  | 6 |  |  | FALSE | 1 | 1 | TRUE | TRUE | TRUE
806 | EGES 111 11.000-EGFU K44 0.4000-G4 |  | 1126 | 1131 | 1.6 | 10 | 0.4 | 6 | 0.78 | 2.1 | 0.13125 | 150 |  | 6 | 1 | 11 | 1.5 |  | 6 |  |  | FALSE | 1 | 1 | TRUE | TRUE | TRUE
807 | EGES 111 11.000-EGFT K65 6.0000-G5 |  | 1126 | 1735 | 10 | 11 | 6.3 | 10 | 0.75 | 8 | 0.08 | 330 |  | 6 | 1 | 11 | 1.5 |  | 6 |  |  | FALSE | 1 | 1 | TRUE | TRUE | TRUE
808 | MFOL 22A 22.000-FURE 11 11.000-1 |  | 1346 | 1158 | 24 | 22 | 11 | 9 | 0.625 | 25 | 0.10417 | 150 |  | 6 | 1 | 11 | 1.5 |  | 6 |  |  | FALSE | 1 | 1 | TRUE | TRUE | TRUE
809 | KBAR 221 22.000-KBFU K61 6.0000-G1 |  | 1248 | 1250 | 4 | 22 | 6.3 | 6.76 | 0.4873 | 5.94 | 0.1485 | 330 |  | 6 | 1 | 11 | 1.5 |  | 6 |  |  | FALSE | 1 | 1 | TRUE | TRUE | TRUE
810 | KBAR 221 22.000-KBFU K62 6.0000-G2 |  | 1248 | 1251 | 4 | 22 | 6.3 | 6.76 | 0.484 | 6.04 | 0.151 | 330 |  | 6 | 1 | 11 | 1.5 |  | 6 |  |  | FALSE | 1 | 1 | TRUE | TRUE | TRUE
811 | KBAR 221 22.000-KBFU K63 6.0000-G3 |  | 1248 | 1252 | 4 | 22 | 6.3 | 6.76 | 0.4873 | 5.94 | 0.1485 | 330 |  | 6 | 1 | 11 | 1.5 |  | 6 |  |  | FALSE | 1 | 1 | TRUE | TRUE | TRUE
812 | KBAR 221 22.000-KBFU K64 6.0000-G4 |  | 1248 | 1743 | 4.4 | 22 | 6.3 | 7 | 0.45 | 6 | 0.13636 | 330 |  | 6 | 1 | 11 | 1.5 |  | 6 |  |  | FALSE | 1 | 1 | TRUE | TRUE | TRUE
813 | KELG 11 11.000-KELG 6 6.0000-1 |  | 1256 | 1257 | 12.5 | 10.5 | 6.3 | 8 | 0.5 | 12.5 | 0.1 | 30 |  | 6 | 1 | 11 | 1.5 |  | 6 |  |  | FALSE | 1 | 1 | TRUE | TRUE | TRUE
814 | MESZGM11 11.000-MESZGM5 5.2500-GM |  | 1345 | 1344 | 10 | 11.55 | 5.25 | 5.9 | 0.5 | 10 | 0.25 | 330 |  | 6 | 1 | 11 | 1.5 |  | 6 |  |  | FALSE | 1 | 1 | TRUE | TRUE | TRUE
815 | MNYU 111 11.000-MIFU K60 6.0000-G1 |  | 1358 | 1350 | 6.3 | 11 | 6.3 | 8 | 0.71 | 5.5 | 0.087302 | 330 |  | 6 | 1 | 11 | 1.5 |  | 6 |  |  | FALSE | 1 | 1 | TRUE | TRUE | TRUE
816 | RKER 22B 22.000-RAFU 11K 11.000-1 |  | 1503 | 1494 | 12 | 22 | 10.5 | 9 | 0.5 | 12 | 0.1 | 330 |  | 6 | 1 | 11 | 1.5 |  | 6 |  |  | FALSE | 1 | 1 | TRUE | TRUE | TRUE
817 | STAR 221 22.000-STARPK11 11.000-3 |  | 1543 | 1545 | 16 | 22 | 11 | 8.5 | 0.5 | 16 | 0.1 | 150 |  | 6 | 1 | 11 | 1.5 |  | 6 |  |  | FALSE | 1 | 1 | TRUE | TRUE | TRUE
818 | TUJV 221 22.000-TUFU K61 6.0000-G1 |  | 1654 | 1649 | 4 | 22 | 6.3 | 7 | 0.5 | 6.3 | 0.1575 | 330 |  | 6 | 1 | 11 | 1.5 |  | 6 |  |  | FALSE | 1 | 1 | TRUE | TRUE | TRUE
819 | TUJV 221 22.000-TUFU K62 6.0000-G2 |  | 1654 | 1650 | 4 | 22 | 6.3 | 7 | 0.5 | 6.3 | 0.1575 | 330 |  | 6 | 1 | 11 | 1.5 |  | 6 |  |  | FALSE | 1 | 1 | TRUE | TRUE | TRUE
820 | TUJV 221 22.000-TUFU K63 6.0000-G3 |  | 1654 | 1651 | 4 | 22 | 6.3 | 7 | 0.5 | 6.3 | 0.1575 | 330 |  | 6 | 1 | 11 | 1.5 |  | 6 |  |  | FALSE | 1 | 1 | TRUE | TRUE | TRUE
821 | DUVI GY1 120.00-DUVI 111 11.000-1 |  | 1794 | 1793 | 16 | 126 | 11 | 10 | 0.44 | 8 | 0.05 | 330 | hv | 14 | 1 | 27 | 1.154 |  | 15 |  |  | FALSE | 1 | 1 | TRUE | TRUE | TRUE
822 | EGIP K1 120.00-EGIP 221 22.000-1 |  | 1797 | 1795 | 40 | 126 | 22 | 12 | 0.31 | 14 | 0.035 | 180 | hv | 14 | 1 | 27 | 1.154 |  | 15 |  |  | FALSE | 1 | 1 | TRUE | TRUE | TRUE
824 | GALG GY1 120.00-GALG 22P 22.000-P |  | 1799 | 1798 | 50 | 126 | 22 | 13 | 0.3 | 20 | 0.04 | 180 | hv | 14 | 1 | 27 | 1.154 |  | 14 |  |  | FALSE | 1 | 1 | TRUE | TRUE | TRUE
825 | GARA GY1 120.00-GARA 111 11.000-1 |  | 1802 | 1800 | 31.5 | 126 | 11 | 19.5 | 0.29 | 15.5 | 0.049206 | 330 | hv | 14 | 1 | 27 | 1.154 |  | 18 |  |  | FALSE | 1 | 1 | TRUE | TRUE | TRUE
826 | GARA GY1 120.00-GARA 112 11.000-2 |  | 1802 | 1801 | 31.5 | 126 | 11 | 19.5 | 0.29 | 15.5 | 0.049206 | 330 | hv | 14 | 1 | 27 | 1.154 |  | 20 |  |  | FALSE | 1 | 1 | TRUE | TRUE | TRUE
827 | JFSZ K1 120.00-JFSZ 221 22.000-1 |  | 1805 | 1803 | 25 | 126 | 22 | 10 | 0.38 | 12.0001 | 0.048 | 180 | hv | 14 | 1 | 27 | 1.154 |  | 13 |  |  | FALSE | 1 | 1 | TRUE | TRUE | TRUE
829 | TNEP 120.00-TNEP 22P 22.000-P |  | 2111 | 1807 | 50 | 120 | 22 | 10.17 | 0.34 | 16 | 0.032 | 180 | hv | 14 | 1 | 27 | 1.154 |  | 22 |  |  | FALSE | 1 | 1 | TRUE | TRUE | TRUE
830 | SZIK K1 120.00-SZIK 221 22.000-1 |  | 1812 | 1810 | 40 | 126 | 22 | 12 | 0.31 | 14 | 0.035 | 180 | hv | 14 | 1 | 27 | 1.154 |  | 15 |  |  | FALSE | 1 | 1 | TRUE | TRUE | TRUE
831 | SZIK K1 120.00-SZIK 222 22.000-2 |  | 1812 | 1811 | 40 | 126 | 22 | 12 | 0.31 | 14 | 0.035 | 180 | hv | 14 | 1 | 27 | 1.154 |  | 17 |  |  | FALSE | 1 | 1 | TRUE | TRUE | TRUE
832 | DEBG GY1 120.00-DMJV 221 22.000-1 |  | 2019 | 1865 | 75 | 120 | 22 | 13.5 | 0.44 | 85 | 0.11333 | 180 | hv | 10 | 1 | 19 | 1.667 |  | 14 |  |  | FALSE | 1 | 1 | TRUE | TRUE | TRUE
833 | DEBG GY1 120.00-DMJV 222 22.000-2 |  | 2019 | 1866 | 75 | 120 | 22 | 13.5 | 0.444 | 85 | 0.11333 | 180 | hv | 10 | 1 | 19 | 1.667 |  | 14 |  |  | FALSE | 1 | 1 | TRUE | TRUE | TRUE
834 | DEBG GY1 120.00-DMJV 223 22.000-3 |  | 2019 | 1867 | 75 | 120 | 22 | 13.5 | 0.444 | 85 | 0.11333 | 180 | hv | 10 | 1 | 19 | 1.667 |  | 14 |  |  | FALSE | 1 | 1 | TRUE | TRUE | TRUE
835 | DEBG GY1 120.00-DMJV 224 22.000-4 |  | 2019 | 1874 | 75 | 120 | 22 | 13.5 | 0.444 | 85 | 0.11333 | 180 | hv | 10 | 1 | 19 | 1.667 |  | 14 |  |  | FALSE | 1 | 1 | TRUE | TRUE | TRUE
836 | DEBG GY4 120.00-DMJV 225 22.000-5 |  | 2022 | 1875 | 75 | 120 | 22 | 13.5 | 0.444 | 85 | 0.11333 | 180 | hv | 10 | 1 | 19 | 1.667 |  | 14 |  |  | FALSE | 1 | 1 | TRUE | TRUE | TRUE
837 | DEBG GY4 120.00-DMJV 226 22.000-6 |  | 2022 | 1876 | 75 | 120 | 22 | 13.5 | 0.444 | 85 | 0.11333 | 180 | hv | 10 | 1 | 19 | 1.667 |  | 14 |  |  | FALSE | 1 | 1 | TRUE | TRUE | TRUE
838 | DEBG GY3 120.00-DMJV 227 22.000-7 |  | 2021 | 1877 | 75 | 120 | 22 | 13.5 | 0.444 | 85 | 0.11333 | 180 | hv | 10 | 1 | 19 | 1.667 |  | 14 |  |  | FALSE | 1 | 1 | TRUE | TRUE | TRUE
839 | DEBG GY4 120.00-DMJV 228 22.000-8 |  | 2022 | 1878 | 75 | 120 | 22 | 13.5 | 0.444 | 85 | 0.11333 | 180 | hv | 10 | 1 | 19 | 1.667 |  | 14 |  |  | FALSE | 1 | 1 | TRUE | TRUE | TRUE
840 | DEBG GY3 120.00-DMJV 229 22.000-9 |  | 2021 | 1879 | 75 | 120 | 22 | 13.5 | 0.444 | 85 | 0.11333 | 180 | hv | 10 | 1 | 19 | 1.667 |  | 14 |  |  | FALSE | 1 | 1 | TRUE | TRUE | TRUE
841 | MTURPPV 120.00-MTURPPV22P 22.000-P |  | 1884 | 1885 | 50 | 120 | 22 | 10.17 | 0.34 | 16 | 0.064 | 180 | hv | 14 | 1 | 27 | 1.154 |  | 14 |  |  | FALSE | 1 | 1 | TRUE | TRUE | TRUE
842 | PILV GY1 120.00-PILV 221 22.000-1 |  | 1902 | 1900 | 40 | 126 | 22 | 12 | 0.31 | 14 | 0.035 | 180 | hv | 14 | 1 | 27 | 1.154 |  | 15 |  |  | FALSE | 1 | 1 | TRUE | TRUE | TRUE
843 | PILV GY1 120.00-PILV 222 22.000-2 |  | 1902 | 1901 | 40 | 126 | 22 | 12 | 0.31 | 14 | 0.035 | 180 | hv | 14 | 1 | 27 | 1.154 |  | 15 |  |  | FALSE | 1 | 1 | TRUE | TRUE | TRUE
844 | NYIRI 120.00-NYIRI22P 22.000-P |  | 1908 | 1942 | 50 | 120 | 22 | 10.17 | 0.34 | 16 | 0.032 | 180 | hv | 14 | 1 | 27 | 1.154 |  | 21 |  |  | FALSE | 1 | 1 | TRUE | TRUE | TRUE
845 | NYIRN 120.00-NYIRN 22P 22.000-P |  | 1909 | 1910 | 50 | 120 | 22 | 10.17 | 0.34 | 16 | 0.032 | 180 | hv | 14 | 1 | 27 | 1.154 |  | 21 |  |  | FALSE | 1 | 1 | TRUE | TRUE | TRUE
846 | SARF GY1 120.00-SARF 22P1 22.000-P1 |  | 1914 | 1915 | 50 | 120 | 22 | 10.17 | 0.34 | 16 | 0.032 | 180 | hv | 14 | 1 | 27 | 1.154 |  | 22 |  |  | FALSE | 1 | 1 | TRUE | TRUE | TRUE
847 | SARF GY1 120.00-SARF 22P2 22.000-P2 |  | 1914 | 1916 | 50 | 120 | 22 | 10.17 | 0.34 | 16 | 0.032 | 180 | hv | 14 | 1 | 27 | 1.154 |  | 22 |  |  | FALSE | 1 | 1 | TRUE | TRUE | TRUE
848 | DUVM PA 120.00-DUVM 25A 25.000-A |  | 1919 | 1921 | 16 | 132 | 27.5 | 11.37 | 0.5 | 7.43 | 0.046438 | 0 | hv | 10 | 1 | 19 | 1.667 |  | 17 |  |  | FALSE | 1 | 1 | TRUE | TRUE | TRUE
849 | DUVM PB 120.00-DUVM 25B 25.000-B |  | 1920 | 1922 | 16 | 132 | 27.5 | 11.42 | 0.5 | 7.45 | 0.046562 | 0 | hv | 10 | 1 | 19 | 1.667 |  | 17 |  |  | FALSE | 1 | 1 | TRUE | TRUE | TRUE
850 | PATY GY1 120.00-PATY 221 22.000-1 |  | 1923 | 1924 | 40 | 126 | 22 | 12 | 0.31 | 14 | 0.035 | 180 | hv | 14 | 1 | 27 | 1.154 |  | 15 |  |  | FALSE | 1 | 1 | TRUE | TRUE | TRUE
851 | PATY GY1 120.00-PATY 222 22.000-2 |  | 1923 | 1925 | 40 | 126 | 22 | 12 | 0.31 | 14 | 0.035 | 180 | hv | 14 | 1 | 27 | 1.154 |  | 15 |  |  | FALSE | 1 | 1 | TRUE | TRUE | TRUE
852 | KONP P1 120.00-KONP 221 22.000-1 |  | 1929 | 1930 | 25 | 126 | 22 | 12 | 0.564 | 13 | 0.06 | 180 | hv | 14 | 1 | 27 | 1.154 |  | 19 |  |  | FALSE | 1 | 1 | TRUE | TRUE | TRUE
853 | SOJTPP1 120.00-SOJTP222 22.000-1 |  | 1931 | 1932 | 40 | 120 | 22 | 11.45 | 0.3383 | 14.3 | 0.03575 | 180 | hv | 14 | 1 | 27 | 1.154 |  | 23 |  |  | FALSE | 1 | 1 | TRUE | TRUE | TRUE
854 | PAKO GY1 120.00-PAKO 221 22.000-1 |  | 1934 | 1949 | 40 | 126 | 22 | 12 | 0.31 | 14 | 0.035 | 180 | hv | 14 | 1 | 27 | 1.154 |  | 17 |  |  | FALSE | 1 | 1 | TRUE | TRUE | TRUE
855 | PAKM PA 120.00-PAKM 25A 25.000-A |  | 1935 | 1937 | 16 | 126 | 27.5 | 11.7 | 0.5 | 7.5 | 0.046875 | 0 | hv | 10 | 1 | 19 | 1.667 |  | 17 |  |  | FALSE | 1 | 1 | TRUE | TRUE | TRUE
856 | PAKM PB 120.00-PAKM 25B 25.000-B |  | 1936 | 1938 | 16 | 126 | 27.5 | 11.7 | 0.5 | 7.5 | 0.046875 | 0 | hv | 10 | 1 | 19 | 1.667 |  | 17 |  |  | FALSE | 1 | 1 | TRUE | TRUE | TRUE
857 | SOPT GY1 120.00-SOPT 221 22.000-1 |  | 1998 | 1999 | 25 | 120 | 22 | 9.97 | 0.37524 | 10.98 | 0.04392 | 180 | hv | 14 | 1 | 27 | 1.154 |  | 23 |  |  | FALSE | 1 | 1 | TRUE | TRUE | TRUE
859 | BAMO B 120.00-BAMO 221 22.000-1 |  | 2012 | 2010 | 65 | 120 | 22 | 15 | 0.4492 | 31 | 0.047692 | 180 | hv | 14 | 1 | 27 | 1.154 |  | 16 |  |  | FALSE | 1 | 1 | TRUE | TRUE | TRUE
860 | BAMO K 120.00-BAMO 222 22.000-2 |  | 2013 | 2011 | 65 | 120 | 22 | 15 | 0.4492 | 31 | 0.047692 | 180 | hv | 14 | 1 | 27 | 1.154 |  | 16 |  |  | FALSE | 1 | 1 | TRUE | TRUE | TRUE
861 | IVAKA 120.00-IVAKA221 22.000-1 |  | 2030 | 2031 | 100 | 126 | 22 | 14.928 | 0.25 | 30 | 0.03 | 180 | hv | 14 | 1 | 27 | 1.154 |  | 17 |  |  | FALSE | 1 | 1 | TRUE | TRUE | TRUE
862 | IVAKA 120.00-IVAKA222 22.000-2 |  | 2030 | 2032 | 100 | 126 | 22 | 14.9 | 0.25 | 30 | 0.03 | 180 | hv | 14 | 1 | 27 | 1.154 |  | 17 |  |  | FALSE | 1 | 1 | TRUE | TRUE | TRUE
863 | NYIRJK1 120.00-NYIRJ 221 22.000-1 |  | 2053 | 2043 | 40 | 120 | 22 | 12.05 | 0.32 | 14.631 | 0.036578 | 180 | hv | 14 | 1 | 27 | 1.154 |  | 24 |  |  | FALSE | 1 | 1 | TRUE | TRUE | TRUE
864 | NYIRJB1 120.00-NYIRJ 222 22.000-2 |  | 2052 | 2044 | 40 | 120 | 22 | 12.05 | 0.32 | 14.631 | 0.036578 | 180 | hv | 14 | 1 | 27 | 1.154 |  | 24 |  |  | FALSE | 1 | 1 | TRUE | TRUE | TRUE
865 | NYIRJK1 120.00-NYIRJ 223 22.000-3 |  | 2053 | 2045 | 40 | 120 | 22 | 12.05 | 0.32 | 14.631 | 0.036578 | 180 | hv | 14 | 1 | 27 | 1.154 |  | 24 |  |  | FALSE | 1 | 1 | TRUE | TRUE | TRUE
866 | NYIRJB1 120.00-NYIRJ 224 22.000-4 |  | 2052 | 2046 | 75 | 120 | 22 | 13.5 | 0.444 | 85 | 0.11333 | 180 | hv | 10 | 1 | 19 | 1.667 |  | 14 |  |  | FALSE | 1 | 1 | TRUE | TRUE | TRUE
867 | NYIRJK1 120.00-NYIRJ 225 22.000-5 |  | 2053 | 2047 | 75 | 120 | 22 | 13.5 | 0.444 | 85 | 0.11333 | 180 | hv | 10 | 1 | 19 | 1.667 |  | 14 |  |  | FALSE | 1 | 1 | TRUE | TRUE | TRUE
868 | NYIRJB1 120.00-NYIRJ 226 22.000-6 |  | 2052 | 2048 | 75 | 120 | 22 | 13.5 | 0.444 | 85 | 0.11333 | 180 | hv | 10 | 1 | 19 | 1.667 |  | 14 |  |  | FALSE | 1 | 1 | TRUE | TRUE | TRUE
869 | NYIRJK1 120.00-NYIRJ 227 22.000-7 |  | 2053 | 2049 | 75 | 120 | 22 | 13.5 | 0.444 | 85 | 0.11333 | 180 | hv | 10 | 1 | 19 | 1.667 |  | 14 |  |  | FALSE | 1 | 1 | TRUE | TRUE | TRUE
872 | ORMM PA 120.00-ORMM 25A 25.000-A |  | 2056 | 2054 | 16 | 132 | 27.5 | 11.37 | 0.5 | 7.43 | 0.046438 | 0 | hv | 10 | 1 | 19 | 1.667 |  | 17 |  |  | FALSE | 1 | 1 | TRUE | TRUE | TRUE
873 | ORMM PB 120.00-ORMM 25B 25.000-B |  | 2057 | 2055 | 16 | 132 | 27.5 | 11.42 | 0.5 | 7.45 | 0.046562 | 0 | hv | 10 | 1 | 19 | 1.667 |  | 17 |  |  | FALSE | 1 | 1 | TRUE | TRUE | TRUE
874 | SKER GY1 120.00-SKER 221 22.000-1 |  | 2065 | 2063 | 40 | 126 | 22 | 11.95 | 0.3 | 13.58 | 0.03395 | 180 | hv | 14 | 1 | 27 | 1.154 |  | 15 |  |  | FALSE | 1 | 1 | TRUE | TRUE | TRUE
876 | INARPV1 120.00-INARPV1 20.000-1 |  | 2083 | 2085 | 50 | 126 | 22 | 12 | 0.1512 | 0 | 0 | 180 | hv | 14 | 1 | 27 | 1.1538 |  | 14 |  |  | FALSE | 1 | 1 | TRUE | TRUE | TRUE
877 | INARPV2 120.00-INARPV2 20.000-2 |  | 2084 | 2086 | 50 | 126 | 22 | 12 | 0.1512 | 0 | 0 | 180 | hv | 14 | 1 | 27 | 1.1538 |  | 14 |  |  | FALSE | 1 | 1 | TRUE | TRUE | TRUE
878 | TIMA GY1 120.00-TIMA 111 11.000-1 |  | 2113 | 2114 | 16 | 126 | 11 | 10 | 0.44 | 8 | 0.05 | 330 | hv | 14 | 1 | 27 | 1.154 |  | 15 |  |  | FALSE | 1 | 1 | TRUE | TRUE | TRUE

## trafo3w
| name | std_type | hv_bus | mv_bus | lv_bus | sn_hv_mva | sn_mv_mva | sn_lv_mva | vn_hv_kv | vn_mv_kv | vn_lv_kv | vk_hv_percent | vk_mv_percent | vk_lv_percent | vkr_hv_percent | vkr_mv_percent | vkr_lv_percent | pfe_kw | i0_percent | shift_mv_degree | shift_lv_degree | tap_side | tap_neutral | tap_min | tap_max | tap_step_percent | tap_step_degree | tap_pos | tap_at_star_point | tap_changer_type | id_characteristic_table | tap_dependency_table | in_service | vk0_hv_percent | vk0_mv_percent | vk0_lv_percent | vkr0_hv_percent | vkr0_mv_percent | vkr0_lv_percent | vector_group
0 | ALBF 1 220.00-ALBF P1 120.00-ALBF P1 10.500-1 |  | 1 | 7 | 9 | 160 | 160 | 50 | 220 | 126 | 10.5 | 9.9 | 12.7 | 19.9999 | 0.26375 | 0.11937 | 0.366 | 80 | 0.21544 | 0 | 0 | hv | 12 | 1 | 23 | 1.0909 |  | 11.0008 | FALSE | nan |  | FALSE | TRUE
1 | ALBF 2 220.00-ALBF P2 120.00-ALBF P2 10.500-2 |  | 2 | 8 | 10 | 160 | 160 | 50 | 220 | 126 | 10.5 | 9.7 | 12.7 | 19.9999 | 0.27062 | 0.12062 | 0.36 | 78 | 0.21516 | 0 | 0 | hv | 12 | 1 | 23 | 1.0909 |  | 11.0008 | FALSE | nan |  | FALSE | TRUE
2 | BICSDB 400.00-BICSDK 120.00-BICSDP1 18.000-1 |  | 12 | 13 | 14 | 250 | 250 | 75 | 400 | 128 | 18 | 15.1 | 12.6 | 19.9999 | 0.2776 | 0.0552 | 0.16933 | 63 | 0.097773 | 0 | 0 | mv | 10 | 1 | 19 | 1.1823 |  | 10 | FALSE | nan |  | FALSE | TRUE
3 | BICSDB 400.00-BICSDB 120.00-BICSDP2 18.000-2 |  | 12 | 11 | 15 | 250 | 250 | 75 | 400 | 128 | 18 | 15 | 12.5 | 19.9999 | 0.2724 | 0.054 | 0.16533 | 62 | 0.097671 | 0 | 0 | mv | 10 | 1 | 19 | 1.1823 |  | 10 | FALSE | nan |  | FALSE | TRUE
4 | BEKO B 400.00-BEKO B 120.00-BEKO P3 18.000-3 |  | 16 | 19 | 21 | 250 | 250 | 75 | 400 | 128.01 | 18 | 15.1132 | 12.5559 | 19.9999 | 0.172 | 0.00774 | 0.0258 | 0 | 0.09447 | 0 | 0 | mv | 10 | 1 | 19 | 1.1822 |  | 10 | FALSE | nan |  | FALSE | TRUE
5 | BEKO B 400.00-BEKO K 120.00-BEKO P1T 18.000-1 |  | 16 | 20 | 17 | 250 | 250 | 75 | 400 | 128 | 18 | 14.83 | 12.05 | 19.9999 | 0.26519 | 0.058132 | 0.17828 | 57.86 | 0.032017 | 0 | 0 | mv | 10 | 1 | 19 | 1.1771 |  | 10 | FALSE | nan |  | FALSE | TRUE
6 | BEKO B 400.00-BEKO B 120.00-BEKO P2T 18.000-2 |  | 16 | 19 | 18 | 250 | 250 | 75 | 400 | 132 | 18 | 15 | 12.5 | 19.9999 | 0.2828 | 0.0712 | 0.204 | 117 | 0.22504 | 0 | 0 | mv | 10 | 1 | 19 | 1.1919 |  | 8.0002 | FALSE | nan |  | FALSE | TRUE
7 | BICSDB 400.00-BICSDB 120.00-BICSDP3 18.000-3 |  | 12 | 11 | 22 | 250 | 250 | 75 | 400 | 128 | 18 | 15.1 | 11.96 | 19.9999 | 0.25367 | 0.050028 | 0.14208 | 55.96 | 0.097086 | 0 | 0 | mv | 10 | 1 | 19 | 1.1823 |  | 10 | FALSE | nan |  | FALSE | TRUE
8 | DEBR P1 220.00-DEBR B 120.00-DEBR PA 10.500-A |  | 23 | 24 | 26 | 160 | 160 | 50 | 220 | 126 | 10.5 | 9 | 12 | 19.9999 | 0.25938 | 0.11812 | 0.368 | 81 | 0.21559 | 0 | 0 | hv | 12 | 1 | 23 | 1.0909 |  | 15.0002 | FALSE | nan |  | FALSE | TRUE
9 | DEBR P1 220.00-DEBR BS 120.00-DEBR PB 10.500-B |  | 23 | 2117 | 27 | 160 | 160 | 50 | 220 | 126 | 10.5 | 10.1 | 12.5 | 19.9999 | 0.27438 | 0.11938 | 0.388 | 78 | 0.21516 | 0 | 0 | hv | 12 | 1 | 23 | 1.0909 |  | 12 | FALSE | nan |  | FALSE | TRUE
10 | DETK B 220.00-DETK K 120.00-DETK P1 10.500-1 |  | 28 | 30 | 31 | 160 | 160 | 50 | 220 | 126 | 10.5 | 10.84 | 12.83 | 19.9999 | 0.18106 | 0.085619 | 0.28354 | 28.03 | 0.21029 | 0 | 0 | hv | 12 | 1 | 23 | 1.0909 |  | 11.0008 | FALSE | nan |  | FALSE | TRUE
11 | DETK B 220.00-DETK B 120.00-DETK P2 10.500-2 |  | 28 | 29 | 32 | 160 | 160 | 50 | 220 | 126 | 10.5 | 10 | 12 | 19.9999 | 0.26 | 0.11875 | 0.366 | 85 | 0.21619 | 0 | 0 | hv | 12 | 1 | 23 | 1.0909 |  | 11.0008 | FALSE | nan |  | FALSE | TRUE
12 | DETK B 220.00-DETK B 120.00-DETK P5 10.500-5 |  | 28 | 29 | 33 | 160 | 160 | 50 | 220 | 126 | 10.5 | 10.84 | 12.7 | 19.9999 | 0.17816 | 0.084581 | 0.28534 | 29.27 | 0.21036 | 0 | 0 | hv | 12 | 1 | 23 | 1.0909 |  | 11.0008 | FALSE | nan |  | FALSE | TRUE
13 | DUJV P1 220.00-DUJV B 120.00-DUJV P1 10.500-1 |  | 36 | 38 | 40 | 160 | 160 | 50 | 220 | 126 | 10.5 | 9 | 12 | 19.9999 | 0.27188 | 0.1275 | 0.408 | 72 | 0.21434 | 0 | 0 | hv | 12 | 1 | 23 | 1.0909 |  | 8.9998 | FALSE | nan |  | FALSE | TRUE
14 | DUJV P2 220.00-DUJV B 120.00-DUJV P2 10.500-2 |  | 37 | 38 | 41 | 160 | 160 | 50 | 220 | 126 | 10.5 | 10.76 | 13.23 | 19.9999 | 0.16616 | 0.076131 | 0.24444 | 24.92 | 0.21014 | 0 | 0 | hv | 12 | 1 | 23 | 1.0909 |  | 8.9998 | FALSE | nan |  | FALSE | TRUE
15 | DUME B1 220.00-DUME ELE 120.00-DUME P4 10.500-4 |  | 44 | 35 | 49 | 160 | 160 | 50 | 220 | 126 | 10.5 | 10.7899 | 12.92 | 19.9999 | 0.22104 | 0.10221 | 0.3114 | 31 | 0.21027 | 0 | 0 | hv | 12 | 1 | 23 | 1.0909 |  | 11.0008 | FALSE | nan |  | FALSE | TRUE
16 | DUME B1 220.00-DUME B1 120.00-DUME P1 10.500-1 |  | 44 | 45 | 55 | 160 | 160 | 50 | 220 | 126 | 10.5 | 10.4 | 13.3 | 19.9999 | 0.16938 | 0.081875 | 0.27 | 29 | 0.21034 | 0 | 0 | hv | 12 | 1 | 23 | 1.0909 |  | 11.0008 | FALSE | nan |  | FALSE | TRUE
17 | DUME B1 220.00-DUME K1 120.00-DUME P2 10.500-2 |  | 44 | 47 | 56 | 160 | 160 | 50 | 220 | 126 | 10.5 | 10.79 | 12.92 | 19.9999 | 0.22104 | 0.10221 | 0.31138 | 30.62 | 0.21043 | 0 | 0 | hv | 12 | 1 | 23 | 1.0909 |  | 11.0008 | FALSE | nan |  | FALSE | TRUE
18 | DUME B1 220.00-DUME ELE 120.00-DUME P3 10.500-3 |  | 44 | 35 | 58 | 160 | 160 | 50 | 220 | 126 | 10.5 | 10.4002 | 13.3 | 19.9999 | 0.1695 | 0.081865 | 0.27 | 29 | 0.21016 | 0 | 0 | hv | 12 | 1 | 23 | 1.0909 |  | 11.0008 | FALSE | nan |  | FALSE | TRUE
19 | PERK B 400.00-PERK B 120.00-PERK P1 18.000-1 |  | 62 | 63 | 64 | 250 | 250 | 75 | 400 | 128 | 18 | 15.1 | 11.8 | 19.9999 | 0.21956 | 0.06152 | 0.17787 | 58.6 | 0.21468 | 0 | 0 | mv | 10 | 1 | 19 | 1.1875 |  | 10 | FALSE | nan |  | FALSE | TRUE
20 | PERK B 400.00-PERK K 120.00-PERK P2 18.000-2 |  | 62 | 66 | 65 | 250 | 250 | 75 | 400 | 128 | 18 | 15.1 | 11.7 | 19.9999 | 0.21832 | 0.06316 | 0.17093 | 59.6 | 0.21472 | 0 | 0 | mv | 10 | 1 | 19 | 1.1875 |  | 10 | FALSE | nan |  | FALSE | TRUE
21 | PERK B 400.00-PERK K 120.00-PERK P3 18.000-3 |  | 62 | 66 | 67 | 250 | 250 | 75 | 400 | 128 | 18 | 15.04 | 11.94 | 19.9999 | 0.25552 | 0.048964 | 0.1406 | 54.05 | 0.21449 | 0 | 0 | mv | 10 | 1 | 19 | 1.1875 |  | 10 | FALSE | nan |  | FALSE | TRUE
22 | FZSO B 400.00-FZSO B 120.00-FZSO P4T 18.000-4 |  | 68 | 69 | 71 | 250 | 250 | 75 | 400 | 132 | 18 | 14 | 12 | 19.9999 | 0.3196 | 0.0784 | 0.22933 | 142 | 0.22733 | 0 | 0 | mv | 10 | 1 | 19 | 1.1919 |  | 8.0002 | FALSE | nan |  | FALSE | TRUE
23 | FZSO B 400.00-FZSO K 120.00-FZSO P5T 18.000-5 |  | 68 | 70 | 72 | 250 | 250 | 75 | 400 | 132 | 18 | 14 | 12 | 19.9999 | 0.2808 | 0.074 | 0.21067 | 136 | 0.22674 | 0 | 0 | mv | 10 | 1 | 19 | 1.1919 |  | 8.0002 | FALSE | nan |  | FALSE | TRUE
24 | GOD B 400.00-GOD K1 120.00-GOD P1 18.000-1 |  | 74 | 78 | 80 | 250 | 250 | 75 | 400 | 128 | 18 | 15.1 | 12.6 | 19.9999 | 0.2768 | 0.0512 | 0.18667 | 63 | 0.097773 | 0 | 0 | mv | 10 | 1 | 19 | 1.1823 |  | 10 | FALSE | nan |  | FALSE | TRUE
25 | GOD B 400.00-GOD K2 120.00-GOD P2 18.000-2 |  | 74 | 79 | 81 | 250 | 250 | 75 | 400 | 128 | 18 | 15.4 | 9.2 | 19.9999 | 0.29 | 0.0736 | 0.20667 | 156 | 0.22884 | 0 | 0 | mv | 10 | 1 | 19 | 1.2292 |  | 7.0003 | FALSE | nan |  | FALSE | TRUE
26 | GOD B 400.00-GOD B1 120.00-GOD P5 18.000-5 |  | 74 | 76 | 82 | 250 | 250 | 75 | 400 | 128 | 18 | 15 | 12 | 19.9999 | 0.274 | 0.056 | 0.168 | 63 | 0.097773 | 0 | 0 | mv | 10 | 1 | 19 | 1.1823 |  | 10 | FALSE | nan |  | FALSE | TRUE
27 | KERP B 400.00-KERP B 120.00-KERP P1 18.000-1 |  | 88 | 83 | 86 | 250 | 250 | 75 | 400 | 128 | 18 | 15.2 | 11.7 | 19.9999 | 0.21324 | 0.06428 | 0.18227 | 59.5 | 0.21472 | 0 | 0 | mv | 10 | 1 | 19 | 1.1875 |  | 10 | FALSE | nan |  | FALSE | TRUE
28 | KERP B 400.00-KERP K 120.00-KERP P2 18.000-2 |  | 88 | 84 | 87 | 250 | 250 | 75 | 400 | 128 | 18 | 15.2 | 11.6 | 19.9999 | 0.211 | 0.06064 | 0.182 | 59.8 | 0.21473 | 0 | 0 | mv | 10 | 1 | 19 | 1.1875 |  | 10 | FALSE | nan |  | FALSE | TRUE
29 | KERP B 400.00-KERP B 220.00-KERP P3 35.000-3 |  | 88 | 85 | 89 | 500 | 500 | 120 | 400 | 231 | 35 | 11.48 | 14.65 | 19.9999 | 0.15989 | 0.053258 | 0.21382 | 62.1 | 0.21042 | 0 | 0 | lv | 6 | 1 | 11 | 1.5 |  | 6 | FALSE | nan |  | FALSE | TRUE
30 | GYOR B 220.00-GYOR P1T 120.00-GYOR P1 10.500-1 |  | 97 | 73 | 105 | 160 | 160 | 50 | 220 | 126 | 10.5 | 10.1 | 12.5 | 19.9999 | 0.25812 | 0.11938 | 0.372 | 80 | 0.21544 | 0 | 0 | hv | 12 | 1 | 23 | 1.0909 |  | 12 | FALSE | nan |  | FALSE | TRUE
31 | GYOR B 220.00-GYOR S 120.00-GYOR P2 10.500-2 |  | 97 | 102 | 106 | 160 | 160 | 50 | 220 | 126 | 10.5 | 10 | 12.6 | 19.9999 | 0.25438 | 0.11563 | 0.364 | 80 | 0.21544 | 0 | 0 | hv | 12 | 1 | 23 | 1.0909 |  | 12 | FALSE | nan |  | FALSE | TRUE
32 | GYOR B 400.00-GYOR P3T 120.00-GYOR P3T 18.000-3 |  | 94 | 100 | 103 | 250 | 250 | 75 | 400 | 132 | 18 | 15.1 | 12.7 | 19.9999 | 0.2992 | 0.078 | 0.21733 | 150 | 0.22815 | 0 | 0 | mv | 10 | 1 | 19 | 1.1919 |  | 8.0002 | FALSE | nan |  | FALSE | TRUE
33 | GYOR B 400.00-GYOR P4T 120.00-GYOR P4T 18.000-4 |  | 94 | 101 | 104 | 250 | 250 | 75 | 400 | 132 | 18 | 15.1 | 12.5 | 19.9999 | 0.2876 | 0.0736 | 0.21067 | 154 | 0.22857 | 0 | 0 | mv | 10 | 1 | 19 | 1.1919 |  | 8.0002 | FALSE | nan |  | FALSE | TRUE
34 | GYOR B 400.00-GYOR P5T 120.00-GYOR P5T 18.000-5 |  | 94 | 108 | 107 | 250 | 250 | 75 | 400 | 132 | 18 | 14.8 | 12.3 | 19.9999 | 0.284 | 0.0752 | 0.212 | 141 | 0.22723 | 0 | 0 | mv | 10 | 1 | 19 | 1.1919 |  | 8.0002 | FALSE | nan |  | FALSE | TRUE
35 | HEVI B 400.00-HEVI GY1 120.00-HEVI P1 30.000-1 |  | 110 | 111 | 113 | 250 | 250 | 75 | 400 | 128 | 30 | 15.3 | 11.9 | 19.9999 | 0.2708 | 0.0616 | 0.17733 | 65 | 0.034138 | 0 | 0 | mv | 10 | 1 | 19 | 1.1667 |  | 10.9996 | FALSE | nan |  | FALSE | TRUE
36 | HEVI B 400.00-HEVI GY2 120.00-HEVI P2 30.000-2 |  | 110 | 112 | 114 | 250 | 250 | 75 | 400 | 128 | 30 | 15.3 | 11.9 | 19.9999 | 0.2708 | 0.0616 | 0.17733 | 64 | 0.029822 | 0 | 0 | mv | 10 | 1 | 19 | 1.1667 |  | 10.9996 | FALSE | nan |  | FALSE | TRUE
37 | HEVI B 400.00-HEVI GY1 120.00-HEVI P3 18.000-3 |  | 110 | 111 | 115 | 250 | 250 | 75 | 400 | 128.01 | 18 | 15.1131 | 12.5559 | 19.9999 | 0.172 | 0.00774 | 0.0258 | 0 | 0.09447 | 0 | 0 | mv | 10 | 1 | 19 | 1.1822 |  | 10.9999 | FALSE | nan |  | FALSE | TRUE
38 | KISV 1 220.00-KISV K 120.00-KISV P1 10.500-1 |  | 116 | 118 | 119 | 160 | 160 | 50 | 220 | 126 | 10.5 | 10 | 12 | 19.9999 | 0.27062 | 0.11688 | 0.366 | 70 | 0.21408 | 0 | 0 | hv | 12 | 1 | 23 | 1.0909 |  | 9.9998 | FALSE | nan |  | FALSE | TRUE
39 | KISV 1 220.00-KISV K 120.00-KISV P2 10.500-2 |  | 116 | 118 | 120 | 160 | 160 | 50 | 220 | 126 | 10.5 | 9 | 12 | 19.9999 | 0.26562 | 0.11937 | 0.376 | 77 | 0.21502 | 0 | 0 | hv | 12 | 1 | 23 | 1.0909 |  | 9.9998 | FALSE | nan |  | FALSE | TRUE
40 | LITR B 400.00-LITR B 120.00-LITR PAT 18.000-A |  | 121 | 122 | 124 | 250 | 250 | 75 | 400 | 132 | 18 | 14.7 | 12.4 | 19.9999 | 0.2888 | 0.0768 | 0.21467 | 128 | 0.22599 | 0 | 0 | mv | 10 | 1 | 19 | 1.1919 |  | 9.0001 | FALSE | nan |  | FALSE | TRUE
41 | LITR B 400.00-LITR K 120.00-LITR PBT 18.000-B |  | 121 | 123 | 125 | 250 | 250 | 75 | 400 | 132 | 18 | 14.9 | 12.5 | 19.9999 | 0.278 | 0.0728 | 0.20667 | 134 | 0.22655 | 0 | 0 | mv | 10 | 1 | 19 | 1.1919 |  | 9.0001 | FALSE | nan |  | FALSE | TRUE
42 | TORF B 400.00-TORF SF1 120.00-TORF P1 18.000-1 |  | 127 | 131 | 129 | 250 | 250 | 75 | 400 | 128.01 | 18 | 15.1131 | 12.5559 | 19.9999 | 0.172 | 0.00774 | 0.0258 | 0 | 0.09447 | 0 | 0 | mv | 10 | 1 | 19 | 1.1822 |  | 10.9999 | FALSE | nan |  | FALSE | TRUE
43 | TORF B 400.00-TORF SF2 120.00-TORF P2 18.000-2 |  | 127 | 132 | 130 | 250 | 250 | 75 | 400 | 128.01 | 18 | 15.1131 | 12.5559 | 19.9999 | 0.172 | 0.00774 | 0.0258 | 0 | 0.09447 | 0 | 0 | mv | 10 | 1 | 19 | 1.1822 |  | 10.9999 | FALSE | nan |  | FALSE | TRUE
44 | MART B 400.00-MART P1 220.00-MART P1 35.000-1 |  | 134 | 135 | 137 | 500 | 500 | 120 | 400 | 231 | 35 | 11.9 | 12.8 | 19.9999 | 0.1564 | 0.1564 | 0.19667 | 68 | 0.024504 | 0 | 0 | lv | 6 | 1 | 11 | 1.5 |  | 6 | FALSE | nan |  | FALSE | TRUE
45 | MART B 400.00-MART P2 220.00-MART P2 35.000-2 |  | 134 | 136 | 138 | 500 | 500 | 120 | 400 | 231 | 35 | 12.5 | 13.2 | 19.9999 | 0.2098 | 0.0576 | 0.2325 | 126 | 0.21156 | 0 | 0 | lv | 6 | 1 | 11 | 1.5 |  | 6 | FALSE | nan |  | FALSE | TRUE
46 | MATREP67 120.00-MATREG6 10.500-MATREG7 10.500-67 |  | 144 | 150 | 151 | 83 | 83 | 42 | 132 | 10.5 | 10.5 | 17.8572 | 9.0361 | 19.9999 | 0.0241 | 0.006171 | 0 | 0 | 0.33384 | 0 | 0 | lv | 6 | 1 | 11 | 1.5 |  | 6 | FALSE | nan |  | FALSE | TRUE
47 | MECS 1 220.00-MECS B 120.00-MECS P1 10.500-1 |  | 154 | 155 | 156 | 160 | 160 | 50 | 220 | 126 | 10.5 | 10.68 | 13.15 | 19.9999 | 0.16648 | 0.077231 | 0.24654 | 25.03 | 0.21014 | 0 | 0 | hv | 12 | 1 | 23 | 1.0909 |  | 12 | FALSE | nan |  | FALSE | TRUE
48 | MECS 1 220.00-MECS K 120.00-MECS P2 10.500-2 |  | 154 | 158 | 157 | 160 | 160 | 50 | 220 | 126 | 10.5 | 10.73 | 13.19 | 19.9999 | 0.16945 | 0.077313 | 0.2478 | 25.05 | 0.21015 | 0 | 0 | hv | 12 | 1 | 23 | 1.0909 |  | 12 | FALSE | nan |  | FALSE | TRUE
49 | OCSA 1 220.00-OCSA B 120.00-OCSA P1 10.500-1 |  | 161 | 160 | 162 | 160 | 160 | 50 | 220 | 126 | 10.5 | 10.76 | 12.76 | 19.9999 | 0.17775 | 0.084719 | 0.28334 | 27.97 | 0.21029 | 0 | 0 | hv | 12 | 1 | 23 | 1.0909 |  | 12 | FALSE | nan |  | FALSE | TRUE
50 | OCSA 1 220.00-OCSA K 120.00-OCSA P2 10.500-2 |  | 161 | 159 | 163 | 160 | 160 | 50 | 220 | 126 | 10.5 | 10.76 | 13.17 | 19.9999 | 0.16626 | 0.076538 | 0.2452 | 26.52 | 0.21022 | 0 | 0 | hv | 12 | 1 | 23 | 1.0909 |  | 12 | FALSE | nan |  | FALSE | TRUE
51 | OROE P1 220.00-OROE B 120.00-OROE P3 10.500-3 |  | 165 | 166 | 164 | 160 | 160 | 50 | 220 | 126 | 10.5 | 10.08 | 13 | 19.9999 | 0.15942 | 0.075656 | 0.2575 | 24.38 | 0.1641 | 0 | 0 | hv | 12 | 1 | 23 | 1.0909 |  | 12.9992 | FALSE | nan |  | FALSE | TRUE
52 | OROE P1 220.00-OROE K 120.00-OROE P1 10.500-1 |  | 165 | 167 | 172 | 160 | 160 | 50 | 220 | 126 | 10.5 | 10.65 | 13.16 | 19.9999 | 0.16721 | 0.076212 | 0.24488 | 25.08 | 0.21015 | 0 | 0 | hv | 12 | 1 | 23 | 1.0909 |  | 12.9992 | FALSE | nan |  | FALSE | TRUE
53 | OROE P1 220.00-OROE B 120.00-OROE P2 10.500-2 |  | 165 | 166 | 173 | 160 | 160 | 50 | 220 | 126 | 10.5 | 10.74 | 13.17 | 19.9999 | 0.16564 | 0.07535 | 0.24674 | 26.36 | 0.16422 | 0 | 0 | hv | 12 | 1 | 23 | 1.0909 |  | 12.9992 | FALSE | nan |  | FALSE | TRUE
54 | PAKS B1 400.00-PAKS B 120.00-PAKS P1 18.000-1 |  | 180 | 185 | 187 | 250 | 250 | 75 | 400 | 128 | 18 | 15.08 | 11.99 | 19.9999 | 0.25278 | 0.049828 | 0.1422 | 54.53 | 0.21089 | 0 | 0 | mv | 10 | 1 | 19 | 1.1875 |  | 8.9997 | FALSE | nan |  | FALSE | TRUE
55 | PAKS B1 400.00-PAKS K 120.00-PAKS P2 18.000-2 |  | 180 | 186 | 188 | 250 | 250 | 75 | 400 | 128 | 18 | 15.2 | 11.7 | 19.9999 | 0.21648 | 0.06608 | 0.1828 | 58.76 | 0.21105 | 0 | 0 | mv | 10 | 1 | 19 | 1.1771 |  | 8.9996 | FALSE | nan |  | FALSE | TRUE
56 | BIRT B 400.00-BIRT B 120.00-BIRT P1 18.000-1 |  | 199 | 204 | 205 | 250 | 250 | 75 | 400 | 128.01 | 18 | 15.0879 | 11.9911 | 19.9999 | 0.25273 | 0.10387 | 0.3462 | 0 | 0.20975 | 0 | 0 | mv | 10 | 1 | 19 | 1.1874 |  | 8.9997 | FALSE | nan |  | FALSE | TRUE
57 | PECSOB 400.00-PECSOB 120.00-PECSOP1 18.000-1 |  | 206 | 211 | 209 | 250 | 250 | 75 | 400 | 128 | 18 | 15.1 | 12.6 | 19.9999 | 0.2752 | 0.0568 | 0.168 | 62 | 0.097664 | 0 | 0 | mv | 10 | 1 | 19 | 1.1823 |  | 10.9999 | FALSE | nan |  | FALSE | TRUE
58 | PECSOB 400.00-PECSOK 120.00-PECSOP2 18.000-2 |  | 206 | 212 | 210 | 250 | 250 | 75 | 400 | 128 | 18 | 15.2 | 12.6 | 19.9999 | 0.2776 | 0.0552 | 0.172 | 63 | 0.097766 | 0 | 0 | mv | 10 | 1 | 19 | 1.1823 |  | 10.9999 | FALSE | nan |  | FALSE | TRUE
59 | PECSOB 400.00-PECSOB 120.00-PECSOP3 18.000-3 |  | 206 | 211 | 213 | 250 | 250 | 75 | 400 | 128.01 | 18 | 15.1131 | 12.5559 | 19.9999 | 0.172 | 0.00774 | 0.0258 | 0 | 0.09447 | 0 | 0 | mv | 10 | 1 | 19 | 1.1822 |  | 10.9999 | FALSE | nan |  | FALSE | TRUE
60 | GKEL B 400.00-GKEL B1 120.00-GKEL P1 18.000-1 |  | 216 | 217 | 218 | 250 | 250 | 75 | 400 | 128.01 | 18 | 15.0238 | 11.489 | 19.9999 | 0.176 | 0.00792 | 0.0264 | 0 | 0.2134 | 0 | 0 | mv | 10 | 1 | 19 | 1.1874 |  | 10 | FALSE | nan |  | FALSE | TRUE
61 | GKEL B 400.00-GKEL B1 120.00-GKEL P2 18.000-2 |  | 216 | 217 | 219 | 250 | 250 | 75 | 400 | 128.01 | 18 | 15.0238 | 11.489 | 19.9999 | 0.176 | 0.00792 | 0.0264 | 0 | 0.2134 | 0 | 0 | mv | 10 | 1 | 19 | 1.1874 |  | 10 | FALSE | nan |  | FALSE | TRUE
62 | GKEL B 400.00-GKEL K1 120.00-GKEL P3 18.000-3 |  | 216 | 215 | 220 | 250 | 250 | 75 | 400 | 128.01 | 18 | 15.0238 | 11.489 | 19.9999 | 0.176 | 0.00792 | 0.0264 | 0 | 0.2134 | 0 | 0 | mv | 10 | 1 | 19 | 1.1874 |  | 10 | FALSE | nan |  | FALSE | TRUE
63 | SAFA B 400.00-SAFA B 120.00-SAFA P1 18.000-1 |  | 223 | 225 | 227 | 250 | 250 | 75 | 400 | 132 | 18 | 14 | 12 | 19.9999 | 0.288 | 0.0732 | 0.21067 | 114 | 0.22479 | 0 | 0 | mv | 10 | 1 | 19 | 1.1919 |  | 8.0002 | FALSE | nan |  | FALSE | TRUE
64 | SAFA B 400.00-SAFA K 120.00-SAFA P2 18.000-2 |  | 223 | 226 | 228 | 250 | 250 | 75 | 400 | 132 | 18 | 14.7 | 12.4 | 19.9999 | 0.296 | 0.0736 | 0.21467 | 118 | 0.22512 | 0 | 0 | mv | 10 | 1 | 19 | 1.1919 |  | 8.0002 | FALSE | nan |  | FALSE | TRUE
65 | SAFA B 400.00-SAFA B 120.00-SAFA P3 18.000-3 |  | 223 | 225 | 229 | 250 | 250 | 75 | 400 | 128 | 18 | 15.03 | 11.92 | 19.9999 | 0.25514 | 0.048988 | 0.13995 | 53.87 | 0.096889 | 0 | 0 | mv | 10 | 1 | 19 | 1.1823 |  | 10.9999 | FALSE | nan |  | FALSE | TRUE
66 | SAJI B 400.00-SAJI B 120.00-SAJI P1 18.000-1 |  | 230 | 231 | 233 | 250 | 250 | 75 | 400 | 132 | 18 | 15.1 | 12.4 | 19.9999 | 0.316 | 0.072 | 0.22667 | 140 | 0.22713 | 0 | 0 | mv | 10 | 1 | 19 | 1.1919 |  | 8.0002 | FALSE | nan |  | FALSE | TRUE
67 | SAJI B 400.00-SAJI K 120.00-SAJI P2 18.000-2 |  | 230 | 232 | 234 | 250 | 250 | 75 | 400 | 128 | 18 | 15.1 | 11.99 | 19.9999 | 0.25561 | 0.050192 | 0.14265 | 54.66 | 0.09696 | 0 | 0 | mv | 10 | 1 | 19 | 1.1823 |  | 10.9999 | FALSE | nan |  | FALSE | TRUE
68 | SAJO B 220.00-SAJO B 120.00-SAJO P1 10.500-1 |  | 236 | 237 | 242 | 160 | 160 | 50 | 220 | 126 | 10.5 | 10.1 | 12.5 | 19.9999 | 0.26375 | 0.11375 | 0.362 | 67 | 0.2137 | 0 | 0 | hv | 12 | 1 | 23 | 1.0909 |  | 12 | FALSE | nan |  | FALSE | TRUE
69 | SAJO B 220.00-SAJO K 120.00-SAJO P2 10.500-2 |  | 236 | 238 | 243 | 160 | 160 | 50 | 220 | 126 | 10.5 | 10.75 | 12.79 | 19.9999 | 0.17915 | 0.08625 | 0.2863 | 27.91 | 0.026321 | 0 | 0 | hv | 12 | 1 | 23 | 1.0909 |  | 12 | FALSE | nan |  | FALSE | TRUE
70 | SAJO B 400.00-SAJO B 220.00-SAJO P3 35.000-3 |  | 235 | 236 | 240 | 500 | 500 | 120 | 400 | 231 | 35 | 12 | 13.2 | 19.9999 | 0.2348 | 0.0554 | 0.24833 | 117 | 0.21135 | 0 | 0 | lv | 6 | 1 | 11 | 1.5 |  | 6 | FALSE | nan |  | FALSE | TRUE
71 | SZHO B 400.00-SZHO P1 120.00-SZHO P1 18.000-1 |  | 246 | 249 | 247 | 250 | 250 | 75 | 400 | 128 | 18 | 15.1 | 12.6 | 19.9999 | 0.2744 | 0.054 | 0.16933 | 64 | 0.097877 | 0 | 0 | mv | 10 | 1 | 19 | 1.1823 |  | 10.9999 | FALSE | nan |  | FALSE | TRUE
72 | SZHO B 400.00-SZHO P2 120.00-SZHO P2 18.000-2 |  | 246 | 250 | 248 | 250 | 250 | 75 | 400 | 128 | 18 | 15.1 | 12.6 | 19.9999 | 0.2744 | 0.054 | 0.16933 | 64 | 0.097877 | 0 | 0 | mv | 10 | 1 | 19 | 1.1823 |  | 10.9999 | FALSE | nan |  | FALSE | TRUE
73 | SZICSB 400.00-SZICSK 120.00-SZICSP1 18.000-1 |  | 251 | 255 | 253 | 250 | 250 | 75 | 400 | 128 | 18 | 15.1 | 11.9 | 19.9999 | 0.211 | 0.06152 | 0.18173 | 60.17 | 0.097488 | 0 | 0 | mv | 10 | 1 | 19 | 1.1823 |  | 12.9997 | FALSE | nan |  | FALSE | TRUE
74 | SZICSB 400.00-SZICSK 120.00-SZICSP2 18.000-2 |  | 251 | 255 | 254 | 250 | 250 | 75 | 400 | 128 | 18 | 15.1 | 11.9 | 19.9999 | 0.211 | 0.06152 | 0.18173 | 60.17 | 0.097488 | 0 | 0 | mv | 10 | 1 | 19 | 1.1823 |  | 12.9997 | FALSE | nan |  | FALSE | TRUE
75 | SZOL B 400.00-SZOL B 220.00-SZOL P8 35.000-8 |  | 259 | 260 | 258 | 500 | 500 | 120 | 400 | 231 | 35 | 12.0051 | 13.1639 | 19.9999 | 0.2349 | 0.0067622 | 0.0282 | 0 | 0.21005 | 0 | 0 | lv | 6 | 1 | 11 | 1.5 |  | 6 | FALSE | nan |  | FALSE | TRUE
76 | SZOL B 400.00-SZOL B1 120.00-SZOL P6 18.000-6 |  | 259 | 261 | 256 | 250 | 250 | 75 | 400 | 128 | 18 | 15 | 12.5 | 19.9999 | 0.27463 | 0.056728 | 0.16627 | 60.365 | 0.32525 | 0 | 0 | mv | 10 | 1 | 19 | 1.1823 |  | 11.9998 | FALSE | nan |  | FALSE | TRUE
77 | SZOL B 400.00-SZOL K 120.00-SZOL P7 18.000-7 |  | 259 | 262 | 257 | 250 | 250 | 75 | 400 | 128 | 18 | 15.2 | 12.6 | 19.9999 | 0.278 | 0.0568 | 0.168 | 63 | 0.32533 | 0 | 0 | mv | 10 | 1 | 19 | 1.1823 |  | 11.9998 | FALSE | nan |  | FALSE | TRUE
78 | SZOL B 220.00-SZOL B1 120.00-SZOL P4 10.500-4 |  | 260 | 261 | 263 | 160 | 160 | 50 | 220 | 126 | 10.5 | 9.7 | 12.2 | 19.9999 | 0.26938 | 0.115 | 0.384 | 76 | 0.21488 | 0 | 0 | hv | 12 | 1 | 23 | 1.0909 |  | 9.9998 | FALSE | nan |  | FALSE | TRUE
79 | SZOL B 220.00-SZOL K 120.00-SZOL P5 10.500-5 |  | 260 | 262 | 264 | 160 | 160 | 50 | 220 | 126 | 10.5 | 9.9 | 12.5 | 19.9999 | 0.27 | 0.12 | 0.36 | 73 | 0.21447 | 0 | 0 | hv | 12 | 1 | 23 | 1.0909 |  | 9.9998 | FALSE | nan |  | FALSE | TRUE
80 | TLOK 1 220.00-TLOK K 120.00-TLOK P1 10.500-1 |  | 273 | 275 | 276 | 160 | 160 | 50 | 220 | 126 | 10.5 | 9.9 | 12 | 19.9999 | 0.26813 | 0.11875 | 0.378 | 81 | 0.21559 | 0 | 0 | hv | 12 | 1 | 23 | 1.0909 |  | 8.9998 | FALSE | nan |  | FALSE | TRUE
81 | TLOK 1 220.00-TLOK B 120.00-TLOK P2 10.500-2 |  | 273 | 274 | 277 | 160 | 160 | 50 | 220 | 126 | 10.5 | 10.74 | 13.17 | 19.9999 | 0.16713 | 0.076644 | 0.24698 | 25.56 | 0.21017 | 0 | 0 | hv | 12 | 1 | 23 | 1.0909 |  | 8.9998 | FALSE | nan |  | FALSE | TRUE
82 | TOPN B 400.00-TOPN P1 120.00-TOPN P1 18.000-1 |  | 278 | 279 | 281 | 250 | 250 | 75 | 400 | 132 | 18 | 15.1 | 12.6 | 19.9999 | 0.2904 | 0.0732 | 0.21067 | 112 | 0.22463 | 0 | 0 | mv | 10 | 1 | 19 | 1.1919 |  | 8.0002 | FALSE | nan |  | FALSE | TRUE
83 | TOPN B 400.00-TOPN P2 120.00-TOPN P2 18.000-2 |  | 278 | 280 | 282 | 250 | 250 | 75 | 400 | 132 | 18 | 15.1 | 12.5 | 19.9999 | 0.286 | 0.0732 | 0.212 | 147 | 0.22783 | 0 | 0 | mv | 10 | 1 | 19 | 1.1919 |  | 8.0002 | FALSE | nan |  | FALSE | TRUE
84 | SZHL B 220.00-SZHL B 120.00-SZHL P1 10.500-1 |  | 283 | 284 | 285 | 160 | 160 | 50 | 220 | 126 | 10.5 | 10.1073 | 12.3173 | 19.9999 | 0.26116 | 0.012754 | 0.0408 | 0 | 0.20956 | 0 | 0 | hv | 12 | 1 | 23 | 1.0909 |  | 12 | FALSE | nan |  | FALSE | TRUE
85 | SZHL B 220.00-SZHL K 120.00-SZHL P2 10.500-2 |  | 283 | 287 | 286 | 160 | 160 | 50 | 220 | 126 | 10.5 | 10.1073 | 12.3173 | 19.9999 | 0.26116 | 0.012754 | 0.0408 | 0 | 0.20956 | 0 | 0 | hv | 12 | 1 | 23 | 1.0909 |  | 12 | FALSE | nan |  | FALSE | TRUE
86 | ZUGL B 220.00-ZUGL K1 120.00-ZUGL PN 10.500-N |  | 288 | 291 | 292 | 160 | 160 | 50 | 220 | 126 | 10.5 | 10.4 | 13.3 | 19.9999 | 0.17125 | 0.085625 | 0.266 | 27 | 0.21024 | 0 | 0 | hv | 12 | 1 | 23 | 1.0909 |  | 9.9998 | FALSE | nan |  | FALSE | TRUE
87 | ZUGL B 220.00-ZUGL B1 120.00-ZUGL PO 10.500-O |  | 288 | 290 | 293 | 160 | 160 | 50 | 220 | 126 | 10.5 | 10.75 | 12.79 | 19.9999 | 0.17915 | 0.08625 | 0.2863 | 27.91 | 0.21029 | 0 | 0 | hv | 12 | 1 | 23 | 1.0909 |  | 9.9998 | FALSE | nan |  | FALSE | TRUE
88 | ZUGL K 220.00-ZUGL K1 120.00-ZUGL PP 10.500-P |  | 289 | 291 | 294 | 160 | 160 | 50 | 220 | 126 | 10.5 | 10.13 | 13.4 | 19.9999 | 0.15976 | 0.078225 | 0.2664 | 25.51 | 0.21017 | 0 | 0 | hv | 12 | 1 | 23 | 1.0909 |  | 9.9998 | FALSE | nan |  | FALSE | TRUE
89 | JOZS B 400.00-JOZS B 120.00-JOZS P1 18.000-1 |  | 311 | 312 | 314 | 250 | 250 | 75 | 400 | 128 | 18 | 14.8 | 12.5 | 19.9999 | 0.2708 | 0.0568 | 0.172 | 63 | 0.097773 | 0 | 0 | mv | 10 | 1 | 19 | 1.1823 |  | 9.0001 | FALSE | nan |  | FALSE | TRUE
90 | JOZS B 400.00-JOZS K 120.00-JOZS P2 18.000-2 |  | 311 | 313 | 315 | 250 | 250 | 75 | 400 | 128 | 18 | 14.8 | 12.5 | 19.9999 | 0.2764 | 0.0584 | 0.172 | 63 | 0.097773 | 0 | 0 | mv | 10 | 1 | 19 | 1.1823 |  | 9.0001 | FALSE | nan |  | FALSE | TRUE
91 | JOZS B 400.00-JOZS K 120.00-JOZS P3 18.000-3 |  | 311 | 313 | 316 | 250 | 250 | 75 | 400 | 128 | 18 | 15.11 | 11.97 | 19.9999 | 0.25599 | 0.048516 | 0.13983 | 53.4 | 0.096847 | 0 | 0 | mv | 10 | 1 | 19 | 1.1823 |  | 9.0001 | FALSE | nan |  | FALSE | TRUE
92 | BUJ B 400.00-BUJ B 120.00-BUJ P1 18.000-1 |  | 317 | 318 | 319 | 250 | 250 | 75 | 400 | 128 | 18 | 15.02 | 11.99 | 19.9999 | 0.25568 | 0.049168 | 0.14104 | 54.53 | 0.096955 | 0 | 0 | mv | 10 | 1 | 19 | 1.1823 |  | 10 | FALSE | nan |  | FALSE | TRUE
93 | BUJ B 400.00-BUJ K 120.00-BUJ P2 18.000-2 |  | 317 | 321 | 320 | 250 | 250 | 75 | 400 | 128 | 18 | 15.07 | 11.93 | 19.9999 | 0.25559 | 0.04924 | 0.14076 | 55.18 | 0.097014 | 0 | 0 | mv | 10 | 1 | 19 | 1.1823 |  | 10 | FALSE | nan |  | FALSE | TRUE
94 | DEBD 400.00-DEBD K 120.00-DEBD P1 18.000-1 |  | 324 | 322 | 325 | 250 | 250 | 75 | 400 | 128.01 | 18 | 15.1132 | 12.5559 | 19.9999 | 0.172 | 0.00774 | 0.0258 | 0 | 0.09447 | 0 | 0 | mv | 10 | 1 | 19 | 1.1822 |  | 9.0001 | FALSE | nan |  | FALSE | TRUE
95 | DEBD 400.00-DEBD B 120.00-DEBD P2 18.000-2 |  | 324 | 323 | 326 | 250 | 250 | 75 | 400 | 128.01 | 18 | 15.1132 | 12.5559 | 19.9999 | 0.172 | 0.00774 | 0.0258 | 0 | 0.09447 | 0 | 0 | mv | 10 | 1 | 19 | 1.1822 |  | 9.0001 | FALSE | nan |  | FALSE | TRUE
96 | DEBD 400.00-DEBD K 120.00-DEBD P3 18.000-3 |  | 324 | 322 | 327 | 250 | 250 | 75 | 400 | 128.01 | 18 | 15.1132 | 12.5559 | 19.9999 | 0.172 | 0.00774 | 0.0258 | 0 | 0.09447 | 0 | 0 | mv | 10 | 1 | 19 | 1.1822 |  | 9.0001 | FALSE | nan |  | FALSE | TRUE
97 | BUJ B 400.00-BUJ K 120.00-BUJ P3 18.000-3 |  | 317 | 321 | 329 | 250 | 250 | 75 | 400 | 128.01 | 18 | 15.1131 | 12.5559 | 19.9999 | 0.172 | 0.00774 | 0.0258 | 0 | 0.09447 | 0 | 0 | mv | 10 | 1 | 19 | 1.1822 |  | 10 | FALSE | nan |  | FALSE | TRUE
98 | BAKA K 400.00-BAKA K 120.00-BAKA P2 18.000-2 |  | 332 | 336 | 333 | 250 | 250 | 75 | 400 | 128.01 | 18 | 15.1131 | 12.5559 | 19.9999 | 0.172 | 0.00774 | 0.0258 | 0 | 0.09447 | 0 | 0 | mv | 10 | 1 | 19 | 1.1822 |  | 10 | FALSE | nan |  | FALSE | TRUE
99 | BAKA K 400.00-BAKA B 120.00-BAKA P3 18.000-3 |  | 332 | 335 | 334 | 250 | 250 | 75 | 400 | 128.01 | 18 | 15.1131 | 12.5559 | 19.9999 | 0.172 | 0.00774 | 0.0258 | 0 | 0.09447 | 0 | 0 | mv | 10 | 1 | 19 | 1.1822 |  | 10 | FALSE | nan |  | FALSE | TRUE
100 | BAKA K 750.00-BAKA K 400.00-BAKA P1 15.000-1 |  | 330 | 332 | 337 | 1100 | 1100 | 240 | 750 | 417.5 | 15.5 | 11.7667 | 10.1667 | 19.9999 | 0.18393 | 0.036091 | 0.1705 | 402 | 0.21237 | 0 | 0 | hv | 12 | 1 | 23 | 0.54532 |  | 6.0008 | FALSE | nan |  | FALSE | TRUE
101 | BAKA K 400.00-BAKA PV 120.00-BAKA P4 18.000-4 |  | 332 | 942 | 342 | 250 | 250 | 75 | 400 | 128.01 | 18 | 15.1131 | 12.5559 | 19.9999 | 0.172 | 0.00774 | 0.0258 | 0 | 0.09447 | 0 | 0 | mv | 10 | 1 | 19 | 1.1822 |  | 10 | FALSE | nan |  | FALSE | TRUE
102 | NYRD PV 400.00-NYRD1 PV 120.00-NYRD P1 18.000-1 |  | 943 | 946 | 944 | 250 | 250 | 75 | 400 | 128.01 | 18 | 15.1131 | 12.5559 | 19.9999 | 0.172 | 0.00774 | 0.0258 | 0 | 0.09447 | 0 | 0 | mv | 10 | 1 | 19 | 1.1822 |  | 10 | FALSE | nan |  | FALSE | TRUE
103 | NYRD PV 400.00-NYRD2 PV 120.00-NYRD P2 18.000-2 |  | 943 | 947 | 945 | 250 | 250 | 75 | 400 | 128.01 | 18 | 15.1131 | 12.5559 | 19.9999 | 0.172 | 0.00774 | 0.0258 | 0 | 0.09447 | 0 | 0 | mv | 10 | 1 | 19 | 1.1822 |  | 10 | FALSE | nan |  | FALSE | TRUE
104 | BALO P1 400.00-BALO PV 120.00-BALO P1 18.000-1 |  | 948 | 949 | 950 | 250 | 250 | 75 | 400 | 128.01 | 18 | 15.1131 | 12.5559 | 19.9999 | 0.172 | 0.00774 | 0.0258 | 0 | 0.09447 | 0 | 0 | mv | 10 | 1 | 19 | 1.1822 |  | 10 | FALSE | nan |  | FALSE | TRUE
105 | VADO PV 400.00-VADO PV1 120.00-VADO P1 18.000-1 |  | 955 | 956 | 959 | 250 | 250 | 250 | 400 | 128.01 | 18 | 15.1132 | 12.556 | 19.9999 | 0.172 | 0.00774 | 0.086 | 0 | 0.09447 | 0 | 0 | mv | 10 | 1 | 19 | 1.1822 |  | 9.0001 | FALSE | nan |  | FALSE | TRUE
106 | VADO PV 400.00-VADO PV2 120.00-VADO P2 18.000-2 |  | 955 | 957 | 960 | 250 | 250 | 250 | 400 | 128.01 | 18 | 15.1132 | 12.556 | 19.9999 | 0.172 | 0.00774 | 0.086 | 0 | 0.09447 | 0 | 0 | mv | 10 | 1 | 19 | 1.1822 |  | 9.0001 | FALSE | nan |  | FALSE | TRUE
107 | VADO PV 400.00-VADO PV3 120.00-VADO P3 18.000-3 |  | 955 | 958 | 961 | 250 | 250 | 250 | 400 | 128.01 | 18 | 15.1132 | 12.556 | 19.9999 | 0.172 | 0.00774 | 0.086 | 0 | 0.09447 | 0 | 0 | mv | 10 | 1 | 19 | 1.1822 |  | 9.0001 | FALSE | nan |  | FALSE | TRUE
108 | DUJV B 120.00-DUJV 223 22.000-DUJV 113 11.000-3 |  | 38 | 1109 | 1107 | 16 | 16 | 16 | 120 | 22 | 11 | 10.1 | 13.9 | 3.2 | 0.53 | 0.49 | 0.46 | 25.78 | 0.16113 | 0 | 0 | hv | 14 | 1 | 27 | 1.154 |  | 22 | FALSE | nan |  | FALSE | TRUE
109 | DUJV K 120.00-DUJV 224 22.000-DUJV 114 11.000-4 |  | 39 | 1110 | 1108 | 16 | 16 | 16 | 120 | 22 | 11 | 10.17 | 14.66 | 3.81 | 0.53025 | 0.55394 | 0.45044 | 25.58 | 0.15987 | 0 | 0 | hv | 10 | 1 | 19 | 1.667 |  | 15 | FALSE | nan |  | FALSE | TRUE
111 | FZSO B 120.00-FZSO 353 35.000-FZSO 223 22.000-3 |  | 69 | 1166 | 1163 | 25 | 25 | 25 | 120 | 36.8 | 22 | 9.87 | 14.68 | 3.93 | 0.488 | 0.472 | 0 | 32.3 | 0.1292 | 0 | 0 | hv | 14 | 1 | 27 | 1.154 |  | 21 | FALSE | nan |  | FALSE | TRUE
112 | FZSO K 120.00-FZSO 351 35.000-FZSO 221 22.000-1 |  | 70 | 1164 | 1161 | 25 | 25 | 25 | 120 | 36.8 | 22 | 10 | 14.77 | 3.83 | 0.48 | 0.46 | 0 | 29.8 | 0.1192 | 0 | 0 | hv | 14 | 1 | 27 | 1.154 |  | 20 | FALSE | nan |  | FALSE | TRUE
114 | LITR B 120.00-LITR 353 35.000-LITR 223 22.000-3 |  | 122 | 1332 | 1329 | 30 | 30 | 20 | 120 | 36.75 | 22 | 12.1 | 12 | 4.65 | 0.5333 | 0 | 0 | 40 | 0.13333 | 0 | 0 | hv | 14 | 1 | 27 | 1.154 |  | 24 | FALSE | nan |  | FALSE | TRUE
115 | PAKS B 120.00-PAKS 122 6.0000-PAKS 121 6.0000-12 |  | 185 | 1457 | 1456 | 16 | 16 | 16 | 126 | 6.6 | 6.6 | 12 | 12 | 19.9999 | 0.9375 | 0.9375 | 0.9375 | 25.0001 | 0.15625 | 0 | 0 | hv | 14 | 1 | 27 | 1.1538 |  | 16.0004 | FALSE | nan |  | FALSE | TRUE
116 | PAKS K 120.00-PAKS 112 6.0000-PAKS 111 6.0000-11 |  | 186 | 1455 | 1454 | 16 | 16 | 16 | 120 | 6.6 | 6.6 | 10.4 | 10.4 | 19.2 | 0.9375 | 0.9375 | 0.9375 | 25.0001 | 0.15625 | 0 | 0 | hv | 14 | 1 | 27 | 1.1538 |  | 20.0003 | FALSE | nan |  | FALSE | TRUE
117 | PAKS K 120.00-PAKS 212 6.0000-PAKS 211 6.0000-21 |  | 186 | 1459 | 1458 | 16 | 16 | 16 | 120 | 6.6 | 6.6 | 12 | 12 | 19.9999 | 0.9375 | 0.9375 | 0.9375 | 25.0001 | 0.15625 | 0 | 0 | hv | 14 | 1 | 27 | 1.1538 |  | 20.0003 | FALSE | nan |  | FALSE | TRUE
118 | KOML K1 120.00-KOML 351 35.000-KOML 221 22.000-1 |  | 375 | 1295 | 1293 | 30 | 30 | 20 | 120 | 36.75 | 22 | 12 | 12.2 | 4.8 | 0.5333 | 0.3 | 0.6 | 40 | 0.13333 | 0 | 0 | hv | 14 | 1 | 27 | 1.154 |  | 24 | FALSE | nan |  | FALSE | TRUE
119 | KOML K1 120.00-KOML 352 35.000-KOML 222 22.000-2 |  | 375 | 1296 | 1294 | 30 | 30 | 20 | 120 | 36.75 | 22 | 12 | 12.2 | 4.8 | 0.5867 | 0 | 0 | 39.2 | 0.13067 | 0 | 0 | hv | 10 | 1 | 19 | 1.667 |  | 17 | FALSE | nan |  | FALSE | TRUE
120 | MOHA GY1 120.00-MOHA 221 22.000-MOHA 111 11.000-1 |  | 381 | 1366 | 1363 | 30 | 30 | 20 | 120 | 22 | 11 | 11.58 | 12.37 | 4.95 | 0.36657 | 0.21493 | 0 | 19.36 | 0.064533 | 0 | 0 | hv | 14 | 1 | 27 | 1.154 |  | 22 | FALSE | nan |  | FALSE | TRUE
122 | MOHA GY1 120.00-MOHA 223 22.000-MOHA 113 11.000-3 |  | 381 | 1368 | 1365 | 30 | 30 | 20 | 120 | 22 | 11 | 11.6 | 12.4 | 5.025 | 0.376 | 0.21967 | 0 | 18.82 | 0.062733 | 0 | 0 | hv | 14 | 1 | 27 | 1.154 |  | 23 | FALSE | nan |  | FALSE | TRUE
123 | VAC K 120.00-VAC 354 35.000-VAC 224 22.000-4 |  | 601 | 1682 | 1678 | 30 | 30 | 20 | 120 | 36.75 | 22 | 12.1 | 11.9 | 4.5 | 0.6422 | 0.64223 | 0 | 36.9 | 0.123 | 0 | 0 | hv | 14 | 1 | 27 | 1.154 |  | 18 | FALSE | nan |  | FALSE | TRUE
124 | AJED GY1 120.00-AJED 351 35.000-AJED 22A 22.000-1 |  | 620 | 965 | 963 | 10 | 10 | 10 | 120 | 36.75 | 22 | 11 | 11 | 4 | 1.19 | 1.2 | 0 | 31.34 | 0.3134 | 0 | 0 | hv | 14 | 1 | 27 | 1.154 |  | 24 | FALSE | nan |  | FALSE | TRUE
125 | AJED GY2 120.00-AJED 352 35.000-AJED 22B 22.000-2 |  | 621 | 966 | 964 | 10 | 10 | 10 | 120 | 36.75 | 22 | 14.4 | 14.4 | 4 | 1.16 | 1.16 | 0 | 32.5 | 0.325 | 0 | 0 | hv | 14 | 1 | 27 | 1.154 |  | 24 | FALSE | nan |  | FALSE | TRUE
126 | EGOM GY1 120.00-EGOM 221 22.000-EGOM 111 11.000-1 |  | 648 | 1134 | 1132 | 25 | 25 | 25 | 120 | 22 | 11 | 11.39 | 11.43 | 3.72 | 0.381 | 0.3625 | 0.383 | 15.62 | 0.06248 | 0 | 0 | hv | 14 | 1 | 27 | 1.154 |  | 18 | FALSE | nan |  | FALSE | TRUE
127 | EGOM GY1 120.00-EGOM 223 22.000-EGOM 113 11.000-3 |  | 648 | 1136 | 1133 | 25 | 25 | 25 | 120 | 22 | 11 | 10.19 | 15.59 | 4.16 | 0.4225 | 0.7444 | 0.3908 | 15.52 | 0.06208 | 0 | 0 | hv | 14 | 1 | 27 | 1.154 |  | 19 | FALSE | nan |  | FALSE | TRUE
128 | GMVG GY1 120.00-GMVG 221 22.000-GMVG 111 11.000-1 |  | 652 | 1172 | 1170 | 16 | 16 | 16 | 120 | 22 | 11 | 10.2 | 13.8 | 3.2 | 0.53 | 0.5 | 0.53 | 23.7 | 0.14813 | 0 | 0 | hv | 10 | 1 | 19 | 1.667 |  | 14 | FALSE | nan |  | FALSE | TRUE
129 | GMVG GY1 120.00-GMVG 222 22.000-GMVG 112 11.000-2 |  | 652 | 1173 | 1171 | 16 | 16 | 16 | 120 | 22 | 11 | 10.32 | 14.1 | 3.3 | 0.54 | 0.56 | 0.59 | 24.05 | 0.15031 | 0 | 0 | hv | 14 | 1 | 27 | 1.154 |  | 20 | FALSE | nan |  | FALSE | TRUE
131 | LENT 1 120.00-LENT 351 35.000-LENT 22B 22.000-B |  | 682 | 1324 | 1323 | 16 | 16 | 16 | 120 | 36.75 | 22 | 11.67 | 13 | 4 | 0.51363 | 0 | 0 | 22.4 | 0.14 | 0 | 0 | hv | 10 | 1 | 19 | 1.667 |  | 18 | FALSE | nan |  | FALSE | TRUE
132 | MOVR GY1 120.00-MOVR 225 22.000-MOVR 115 11.000-5 |  | 687 | 1381 | 1379 | 25 | 25 | 25 | 120 | 22 | 11 | 10.76 | 10.89 | 14.51 | 0.4192 | 0.34036 | 0.711 | 17.25 | 0.069 | 0 | 0 | hv | 14 | 1 | 27 | 1.154 |  | 20 | FALSE | nan |  | FALSE | TRUE
133 | MOVR GY1 120.00-MOVR 226 22.000-MOVR 116 11.000-6 |  | 687 | 1382 | 1380 | 25 | 25 | 25 | 120 | 22 | 11 | 10.69 | 10.84 | 14.42 | 0.41432 | 0.70812 | 0.33892 | 17.36 | 0.06944 | 0 | 0 | hv | 14 | 1 | 27 | 1.154 |  | 20 | FALSE | nan |  | FALSE | TRUE
135 | ORIP GY1 120.00-ORIP 351 35.000-ORIP 221 22.000-2 |  | 701 | 1446 | 1443 | 25 | 25 | 25 | 120 | 36.75 | 22 | 10.6 | 10.6 | 4 | 0.4712 | 0 | 0 | 32.5 | 0.13 | 0 | 0 | hv | 14 | 1 | 27 | 1.154 |  | 21 | FALSE | nan |  | FALSE | TRUE
136 | ORIP GY1 120.00-ORIP 353 35.000-ORIP 223 22.000-3 |  | 701 | 1447 | 1445 | 25 | 25 | 25 | 120 | 36.75 | 22 | 14.52 | 14.52 | 4 | 0.48 | 0.48 | 0 | 40 | 0.16 | 0 | 0 | hv | 14 | 1 | 27 | 1.154 |  | 20 | FALSE | nan |  | FALSE | TRUE
137 | PAPA GY1 120.00-PAPA 351 35.000-PAPA 221 22.000-1 |  | 706 | 1467 | 1465 | 25 | 25 | 25 | 120 | 36.75 | 22 | 9.92 | 14.74 | 3.91 | 0.46 | 0.48 | 0.44 | 34.37 | 0.13748 | 0 | 0 | hv | 14 | 1 | 27 | 1.154 |  | 23 | FALSE | nan |  | FALSE | TRUE
138 | PAPA GY1 120.00-PAPA 352 35.000-PAPA 222 22.000-2 |  | 706 | 1468 | 1466 | 25 | 25 | 25 | 120 | 36.75 | 22 | 9.92 | 14.74 | 3.91 | 0.46 | 0.48 | 0.44 | 34.37 | 0.13748 | 0 | 0 | hv | 14 | 1 | 27 | 1.154 |  | 23 | FALSE | nan |  | FALSE | TRUE
139 | PAPA GY1 120.00-PAPA 223 22.000-PAPA 113 11.000-3 |  | 706 | 1823 | 1464 | 25 | 25 | 25 | 120 | 22 | 11 | 10.76 | 10.89 | 14.51 | 0.4192 | 0.34036 | 0.711 | 17.25 | 0.069 | 0 | 0 | hv | 14 | 1 | 27 | 1.154 |  | 17 | FALSE | nan |  | FALSE | TRUE
140 | SKOV B 120.00-SKOV 351 35.000-SKOV 221 22.000-1 |  | 712 | 1523 | 1521 | 30 | 30 | 20 | 120 | 36.75 | 22 | 11.2 | 11.8 | 4.65 | 0.5853 | 0.5853 | 0 | 35.31 | 0.1177 | 0 | 0 | hv | 14 | 1 | 27 | 1.154 |  | 22 | FALSE | nan |  | FALSE | TRUE
141 | SKOV B 120.00-SKOV 352 35.000-SKOV 222 22.000-2 |  | 712 | 1524 | 1522 | 30 | 30 | 20 | 120 | 36.75 | 22 | 11.8 | 12 | 6 | 0.5306 | 0.53067 | 0 | 34.2 | 0.114 | 0 | 0 | hv | 14 | 1 | 27 | 1.154 |  | 21 | FALSE | nan |  | FALSE | TRUE
142 | SOPK GY1 120.00-SOPK 224 22.000-SOPK 114 11.000-4 |  | 714 | 1532 | 1530 | 25 | 25 | 25 | 120 | 22 | 11 | 11.3 | 11.27 | 3.63 | 0.38 | 0.36 | 0.38 | 15.5 | 0.062 | 0 | 0 | hv | 14 | 1 | 27 | 1.154 |  | 22 | FALSE | nan |  | FALSE | TRUE
143 | SOPK GY1 120.00-SOPK 225 22.000-SOPK 115 11.000-5 |  | 714 | 1533 | 1531 | 25 | 25 | 25 | 120 | 22 | 11 | 5.6 | 11.24 | 5.34 | 0.4 | 0.46 | 0.53 | 13.56 | 0.05424 | 0 | 0 | hv | 14 | 1 | 27 | 1.154 |  | 21 | FALSE | nan |  | FALSE | TRUE
145 | SZFV GY1 120.00-SZFV 35I 35.000-SZFV 221 22.000-1 |  | 721 | 1579 | 1577 | 30 | 30 | 20 | 120 | 36.75 | 22 | 11.6 | 11.8 | 4.65 | 0.5317 | 0.3 | 0.37 | 31.5 | 0.105 | 0 | 0 | hv | 10 | 1 | 19 | 1.667 |  | 15 | FALSE | nan |  | FALSE | TRUE
146 | SZFV GY1 120.00-SZFV 35V 35.000-SZFV 225 22.000-5 |  | 721 | 1580 | 1578 | 30 | 30 | 20 | 120 | 36.75 | 22 | 11.92 | 12.0399 | 17.73 | 0.58 | 0.65333 | 0.56 | 34.03 | 0.11343 | 0 | 0 | hv | 10 | 1 | 19 | 1.667 |  | 15 | FALSE | nan |  | FALSE | TRUE
147 | TABG K2 120.00-TABE 11 11.000-TABE 639 6.0000-1 |  | 727 | 1611 | 1618 | 25 | 25 | 25 | 126 | 11 | 6.3 | 8.53 | 8.59 | 16.21 | 0.66 | 0.66 | 0 | 30 | 0.12 | 0 | 0 | lv | 6 | 1 | 11 | 1.5 |  | 6 | FALSE | nan |  | FALSE | TRUE
148 | VARP GY1 120.00-VARP 221 22.000-VARP 111 11.000-1 |  | 743 | 1686 | 1684 | 16 | 16 | 16 | 120 | 22 | 11 | 11.06 | 13.92 | 5.77 | 0.5 | 0.463 | 0 | 11.47 | 0.071688 | 0 | 0 | hv | 14 | 1 | 27 | 1.154 |  | 23 | FALSE | nan |  | FALSE | TRUE
149 | VARP GY1 120.00-VARP 222 22.000-VARP 112 11.000-2 |  | 743 | 1687 | 1685 | 16 | 16 | 16 | 120 | 22 | 11 | 10.97 | 13.84 | 5.79 | 0.5011 | 0.46475 | 0 | 11.27 | 0.070437 | 0 | 0 | hv | 14 | 1 | 27 | 1.154 |  | 23 | FALSE | nan |  | FALSE | TRUE
151 | VESZ GY1 120.00-VESZ 222 22.000-VESZ 112 11.000-2 |  | 744 | 1696 | 1827 | 25 | 25 | 25 | 120 | 22 | 11 | 9.8 | 14.6 | 3.8 | 0.4508 | 0.4508 | 0 | 31.7 | 0.1268 | 0 | 0 | hv | 14 | 1 | 27 | 1.154 |  | 23 | FALSE | nan |  | FALSE | TRUE
152 | VSZE GY1 120.00-VSZE 221 22.000-VSZE 111 11.000-1 |  | 750 | 1708 | 1706 | 25 | 25 | 25 | 120 | 22 | 11 | 10.72 | 10.91 | 14.53 | 0.41596 | 0.339 | 0.71116 | 17.95 | 0.0718 | 0 | 0 | hv | 14 | 1 | 27 | 1.154 |  | 23 | FALSE | nan |  | FALSE | TRUE
154 | SZHE 120.00-SZHE 221 22.000-SZHE 111 11.000-1 |  | 755 | 1765 | 1763 | 25 | 25 | 25 | 120 | 22 | 11 | 10.19 | 15.59 | 4.16 | 0.4225 | 0.7444 | 0.3908 | 15.52 | 0.06208 | 0 | 0 | hv | 14 | 1 | 27 | 1.154 |  | 23 | FALSE | nan |  | FALSE | TRUE
155 | SZHE 120.00-SZHE 222 22.000-SZHE 112 11.000-2 |  | 755 | 1766 | 1764 | 25 | 25 | 25 | 120 | 22 | 11 | 10.19 | 15.59 | 4.16 | 0.4225 | 0.7444 | 0.3908 | 15.52 | 0.06208 | 0 | 0 | hv | 14 | 1 | 27 | 1.154 |  | 23 | FALSE | nan |  | FALSE | TRUE
156 | MKCE PTR 120.00-MKCE 11 11.000-MKCE 6 6.0000-1 |  | 786 | 1353 | 1354 | 53 | 53 | 25 | 130 | 11 | 6.3 | 12 | 14 | 19.9999 | 0.4623 | 0 | 0 | 27 | 0.050943 | 0 | 0 | lv | 6 | 1 | 11 | 1.5 |  | 6 | FALSE | nan |  | FALSE | TRUE
157 | EGER K1 120.00-EGER 352 35.000-EGER 222 22.000-2 |  | 787 | 1124 | 1122 | 25 | 25 | 25 | 120 | 36.8 | 22 | 9.8 | 14.6 | 4 | 0.46 | 0.448 | 0 | 21 | 0.084 | 0 | 0 | hv | 14 | 1 | 27 | 1.154 |  | 18 | FALSE | nan |  | FALSE | TRUE
159 | EGES K1 120.00-EGES 221 22.000-EGES 111 11.000-1 |  | 788 | 1818 | 1126 | 30 | 30 | 20 | 120 | 22 | 11 | 12 | 12.5 | 4.8 | 0.65 | 0.64667 | 0 | 37.5 | 0.125 | 0 | 0 | hv | 10 | 1 | 19 | 1.667 |  | 13 | FALSE | nan |  | FALSE | TRUE
160 | EGES K1 120.00-EGES 222 22.000-EGES 112 11.000-2 |  | 788 | 1734 | 1127 | 30 | 30 | 20 | 120 | 22 | 11 | 12 | 12.5 | 4.8 | 0.65 | 0.64667 | 0 | 37.5 | 0.125 | 0 | 0 | hv | 10 | 1 | 19 | 1.667 |  | 13 | FALSE | nan |  | FALSE | TRUE
161 | ENCS K1 120.00-ENCS 22A 22.000-ENCS 11A 11.000-A |  | 789 | 1138 | 1137 | 16 | 16 | 16 | 120 | 22 | 11 | 14 | 11 | 4 | 0.88 | 0.88 | 0 | 20 | 0.125 | 0 | 0 | hv | 10 | 1 | 19 | 1.667 |  | 14 | FALSE | nan |  | FALSE | TRUE
162 | GYON K1 120.00-GYON 221 22.000-GYON 111 11.000-1 |  | 794 | 1181 | 1178 | 35 | 35 | 15 | 126 | 22 | 11 | 14 | 11 | 9.3333 | 0.37 | 0.45729 | 0.233 | 15 | 0.042857 | 0 | 0 | hv | 14 | 1 | 27 | 1.154 |  | 14 | FALSE | nan |  | FALSE | TRUE
163 | GYON K1 120.00-GYON 222 22.000-GYON 112 11.000-2 |  | 794 | 1182 | 1179 | 35 | 35 | 15 | 126 | 22 | 11 | 14 | 11 | 9.3333 | 0.4571 | 0.37144 | 0 | 14.5 | 0.041428 | 0 | 0 | hv | 14 | 1 | 27 | 1.154 |  | 14 | FALSE | nan |  | FALSE | TRUE
165 | KBAR P1 120.00-KBAR 221 22.000-KBAR 111 11.000-1 |  | 801 | 1248 | 1246 | 35 | 35 | 15 | 126 | 22 | 11 | 13 | 12 | 9.3333 | 0.403 | 0.10899 | 0 | 15 | 0.042857 | 0 | 0 | hv | 14 | 1 | 27 | 1.154 |  | 16 | FALSE | nan |  | FALSE | TRUE
167 | KORE K1 120.00-KORE 221 22.000-KORE 251 2.5000-1 |  | 804 | 1300 | 1302 | 14 | 14 | 14 | 132 | 22 | 2.5 | 10.35 | 16.3 | 4.9 | 0.7142 | 0.57 | 0 | 21 | 0.15 | 0 | 0 | hv | 10 | 1 | 19 | 1.667 |  | 8 | FALSE | nan |  | FALSE | TRUE
168 | KORE K1 120.00-KORE 222 22.000-KORE 252 2.5000-2 |  | 804 | 1301 | 1303 | 14 | 14 | 14 | 132 | 22 | 2.5 | 10.4 | 16.45 | 5 | 0.7142 | 0.57 | 0 | 21 | 0.15 | 0 | 0 | hv | 10 | 1 | 19 | 1.667 |  | 8 | FALSE | nan |  | FALSE | TRUE
170 | TUJV 1 120.00-TUJV 221 22.000-TUJV 111 11.000-1 |  | 844 | 1654 | 1652 | 16 | 16 | 16 | 120 | 22 | 11 | 10.1 | 13.8 | 3.3 | 0.5375 | 0.5312 | 0 | 27 | 0.16875 | 0 | 0 | hv | 10 | 1 | 19 | 1.667 |  | 16 | FALSE | nan |  | FALSE | TRUE
171 | TUJV 1 120.00-TUJV 222 22.000-TUJV 112 11.000-2 |  | 844 | 1655 | 1653 | 16 | 16 | 16 | 120 | 22 | 11 | 10.1 | 13.8 | 3.3 | 0.5375 | 0.5312 | 0 | 27 | 0.16875 | 0 | 0 | hv | 10 | 1 | 19 | 1.667 |  | 15 | FALSE | nan |  | FALSE | TRUE
172 | NYKCEP12 120.00-NYKCE121 11.000-NYKCE122 11.000-1 |  | 904 | 1437 | 1438 | 28 | 28 | 28 | 126 | 11 | 11 | 10.0068 | 10.0034 | 18.0009 | 0.3676 | 0.37514 | 0.1838 | 50 | 0.17857 | 0 | 0 | mv | 10 | 1 | 19 | 1.6668 |  | 4.0003 | FALSE | nan |  | FALSE | TRUE

## impedance
name | from_bus | to_bus | rft_pu | xft_pu | rtf_pu | xtf_pu | gf_pu | bf_pu | gt_pu | bt_pu | sn_mva | in_service

## tcsc
name | from_bus | to_bus | x_l_ohm | x_cvar_ohm | set_p_to_mw | thyristor_firing_angle_degree | controllable | in_service

## dcline
name | from_bus | to_bus | p_mw | loss_percent | loss_mw | vm_from_pu | vm_to_pu | max_p_mw | min_q_from_mvar | min_q_to_mvar | max_q_from_mvar | max_q_to_mvar | in_service

## ward
name | bus | ps_mw | qs_mvar | qz_mvar | pz_mw | in_service

## xward
name | bus | ps_mw | qs_mvar | qz_mvar | pz_mw | r_ohm | x_ohm | vm_pu | slack_weight | in_service

## measurement
name | measurement_type | element_type | element | value | std_dev | side

## pwl_cost
power_type | element | et | points

## poly_cost
element | et | cp0_eur | cp1_eur_per_mw | cp2_eur_per_mw2 | cq0_eur | cq1_eur_per_mvar | cq2_eur_per_mvar2

## controller
object | in_service | order | level | initial_run | recycle

## group
name | element_type | element_index | reference_column

## source_dc
name | bus_dc | vm_pu | in_service | type

## load_dc
name | bus_dc | p_dc_mw | scaling | in_service | controllable | type

## vsc_stacked
name | bus | bus_dc_plus | bus_dc_minus | r_ohm | x_ohm | r_dc_ohm | pl_dc_mw | control_mode_ac | control_value_ac | control_mode_dc | control_value_dc | controllable | in_service

## vsc_bipolar
name | bus | bus_dc_plus | bus_dc_minus | r_ohm | x_ohm | r_dc_ohm | pl_dc_mw | control_mode | control_value_1 | control_value_2 | controllable | in_service

## line_std_types
| c_nf_per_km | r_ohm_per_km | x_ohm_per_km | max_i_ka | type | q_mm2 | alpha | voltage_rating
NAYY 4x50 SE | 210 | 0.642 | 0.083 | 0.142 | cs | 50 | 0.00403 | LV
NAYY 4x120 SE | 264 | 0.225 | 0.08 | 0.242 | cs | 120 | 0.00403 | LV
NAYY 4x150 SE | 261 | 0.208 | 0.08 | 0.27 | cs | 150 | 0.00403 | LV
NA2XS2Y 1x95 RM/25 12/20 kV | 216 | 0.313 | 0.132 | 0.252 | cs | 95 | 0.00403 | MV
NA2XS2Y 1x185 RM/25 12/20 kV | 273 | 0.161 | 0.117 | 0.362 | cs | 185 | 0.00403 | MV
NA2XS2Y 1x240 RM/25 12/20 kV | 304 | 0.122 | 0.112 | 0.421 | cs | 240 | 0.00403 | MV
NA2XS2Y 1x95 RM/25 6/10 kV | 315 | 0.313 | 0.123 | 0.249 | cs | 95 | 0.00403 | MV
NA2XS2Y 1x185 RM/25 6/10 kV | 406 | 0.161 | 0.11 | 0.358 | cs | 185 | 0.00403 | MV
NA2XS2Y 1x240 RM/25 6/10 kV | 456 | 0.122 | 0.105 | 0.416 | cs | 240 | 0.00403 | MV
NA2XS2Y 1x150 RM/25 12/20 kV | 250 | 0.206 | 0.116 | 0.319 | cs | 150 | 0.00403 | MV
NA2XS2Y 1x120 RM/25 12/20 kV | 230 | 0.253 | 0.119 | 0.283 | cs | 120 | 0.00403 | MV
NA2XS2Y 1x70 RM/25 12/20 kV | 190 | 0.443 | 0.132 | 0.22 | cs | 70 | 0.00403 | MV
NA2XS2Y 1x150 RM/25 6/10 kV | 360 | 0.206 | 0.11 | 0.315 | cs | 150 | 0.00403 | MV
NA2XS2Y 1x120 RM/25 6/10 kV | 340 | 0.253 | 0.113 | 0.28 | cs | 120 | 0.00403 | MV
NA2XS2Y 1x70 RM/25 6/10 kV | 280 | 0.443 | 0.123 | 0.217 | cs | 70 | 0.00403 | MV
N2XS(FL)2Y 1x120 RM/35 64/110 kV | 112 | 0.153 | 0.166 | 0.366 | cs | 120 | 0.00393 | HV
N2XS(FL)2Y 1x185 RM/35 64/110 kV | 125 | 0.099 | 0.156 | 0.457 | cs | 185 | 0.00393 | HV
N2XS(FL)2Y 1x240 RM/35 64/110 kV | 135 | 0.075 | 0.149 | 0.526 | cs | 240 | 0.00393 | HV
N2XS(FL)2Y 1x300 RM/35 64/110 kV | 144 | 0.06 | 0.144 | 0.588 | cs | 300 | 0.00393 | HV
15-AL1/3-ST1A 0.4 | 11 | 1.8769 | 0.35 | 0.105 | ol | 16 | 0.00403 | LV
24-AL1/4-ST1A 0.4 | 11.25 | 1.2012 | 0.335 | 0.14 | ol | 24 | 0.00403 | LV
48-AL1/8-ST1A 0.4 | 12.2 | 0.5939 | 0.3 | 0.21 | ol | 48 | 0.00403 | LV
94-AL1/15-ST1A 0.4 | 13.2 | 0.306 | 0.29 | 0.35 | ol | 94 | 0.00403 | LV
34-AL1/6-ST1A 10.0 | 9.7 | 0.8342 | 0.36 | 0.17 | ol | 34 | 0.00403 | MV
48-AL1/8-ST1A 10.0 | 10.1 | 0.5939 | 0.35 | 0.21 | ol | 48 | 0.00403 | MV
70-AL1/11-ST1A 10.0 | 10.4 | 0.4132 | 0.339 | 0.29 | ol | 70 | 0.00403 | MV
94-AL1/15-ST1A 10.0 | 10.75 | 0.306 | 0.33 | 0.35 | ol | 94 | 0.00403 | MV
122-AL1/20-ST1A 10.0 | 11.1 | 0.2376 | 0.323 | 0.41 | ol | 122 | 0.00403 | MV
149-AL1/24-ST1A 10.0 | 11.25 | 0.194 | 0.315 | 0.47 | ol | 149 | 0.00403 | MV
34-AL1/6-ST1A 20.0 | 9.15 | 0.8342 | 0.382 | 0.17 | ol | 34 | 0.00403 | MV
48-AL1/8-ST1A 20.0 | 9.5 | 0.5939 | 0.372 | 0.21 | ol | 48 | 0.00403 | MV
70-AL1/11-ST1A 20.0 | 9.7 | 0.4132 | 0.36 | 0.29 | ol | 70 | 0.00403 | MV
94-AL1/15-ST1A 20.0 | 10 | 0.306 | 0.35 | 0.35 | ol | 94 | 0.00403 | MV
122-AL1/20-ST1A 20.0 | 10.3 | 0.2376 | 0.344 | 0.41 | ol | 122 | 0.00403 | MV
149-AL1/24-ST1A 20.0 | 10.5 | 0.194 | 0.337 | 0.47 | ol | 149 | 0.00403 | MV
184-AL1/30-ST1A 20.0 | 10.75 | 0.1571 | 0.33 | 0.535 | ol | 184 | 0.00403 | MV
243-AL1/39-ST1A 20.0 | 11 | 0.1188 | 0.32 | 0.645 | ol | 243 | 0.00403 | MV
48-AL1/8-ST1A 110.0 | 8 | 0.5939 | 0.46 | 0.21 | ol | 48 | 0.00403 | HV
70-AL1/11-ST1A 110.0 | 8.4 | 0.4132 | 0.45 | 0.29 | ol | 70 | 0.00403 | HV
94-AL1/15-ST1A 110.0 | 8.65 | 0.306 | 0.44 | 0.35 | ol | 94 | 0.00403 | HV
122-AL1/20-ST1A 110.0 | 8.5 | 0.2376 | 0.43 | 0.41 | ol | 122 | 0.00403 | HV
149-AL1/24-ST1A 110.0 | 8.75 | 0.194 | 0.41 | 0.47 | ol | 149 | 0.00403 | HV
184-AL1/30-ST1A 110.0 | 8.8 | 0.1571 | 0.4 | 0.535 | ol | 184 | 0.00403 | HV
243-AL1/39-ST1A 110.0 | 9 | 0.1188 | 0.39 | 0.645 | ol | 243 | 0.00403 | HV
305-AL1/39-ST1A 110.0 | 9.2 | 0.0949 | 0.38 | 0.74 | ol | 305 | 0.00403 | HV
490-AL1/64-ST1A 110.0 | 9.75 | 0.059 | 0.37 | 0.96 | ol | 490 | 0.00403 | HV
679-AL1/86-ST1A 110.0 | 9.95 | 0.042 | 0.36 | 1.15 | ol | 679 | 0.00403 | HV
490-AL1/64-ST1A 220.0 | 10 | 0.059 | 0.285 | 0.96 | ol | 490 | 0.00403 | HV
679-AL1/86-ST1A 220.0 | 11.7 | 0.042 | 0.275 | 1.15 | ol | 679 | 0.00403 | HV
490-AL1/64-ST1A 380.0 | 11 | 0.059 | 0.253 | 0.96 | ol | 490 | 0.00403 | HV
679-AL1/86-ST1A 380.0 | 14.6 | 0.042 | 0.25 | 1.15 | ol | 679 | 0.00403 | HV

## line_dc_std_types
| r_ohm_per_km | max_i_ka | type | q_mm2 | alpha
95-CU | 0.193 | 0.404 | cs | 95 | 0.00393
400-CU | 0.047 | 0.922 | cs | 400 | 0.00393
1200-CU | 0.0151 | 1.791 | cs | 1200 | 0.00393
2400-CU | 0.0073 | 2.678 | cs | 2400 | 0.00393
95-AL | 0.32 | 0.31 | cs | 95 | 0.00403
400-AL | 0.0778 | 0.705 | cs | 400 | 0.00403
1200-AL | 0.0247 | 1.371 | cs | 1200 | 0.00403
2400-AL | 0.0121 | 2.066 | cs | 2400 | 0.00403

## trafo_std_types
| i0_percent | pfe_kw | vkr_percent | sn_mva | vn_lv_kv | vn_hv_kv | vk_percent | shift_degree | vector_group | tap_side | tap_neutral | tap_min | tap_max | tap_step_degree | tap_step_percent | tap_changer_type | trafo_characteristic_table
160 MVA 380/110 kV | 0.06 | 60 | 0.25 | 160 | 110 | 380 | 12.2 | 0 | Yy0 | hv | 0 | -9 | 9 | 0 | 1.5 | Ratio | FALSE
100 MVA 220/110 kV | 0.06 | 55 | 0.26 | 100 | 110 | 220 | 12 | 0 | Yy0 | hv | 0 | -9 | 9 | 0 | 1.5 | Ratio | FALSE
63 MVA 110/20 kV | 0.04 | 22 | 0.32 | 63 | 20 | 110 | 18 | 150 | YNd5 | hv | 0 | -9 | 9 | 0 | 1.5 | Ratio | FALSE
40 MVA 110/20 kV | 0.05 | 18 | 0.34 | 40 | 20 | 110 | 16.2 | 150 | YNd5 | hv | 0 | -9 | 9 | 0 | 1.5 | Ratio | FALSE
25 MVA 110/20 kV | 0.07 | 14 | 0.41 | 25 | 20 | 110 | 12 | 150 | YNd5 | hv | 0 | -9 | 9 | 0 | 1.5 | Ratio | FALSE
63 MVA 110/10 kV | 0.04 | 22 | 0.32 | 63 | 10 | 110 | 18 | 150 | YNd5 | hv | 0 | -9 | 9 | 0 | 1.5 | Ratio | FALSE
40 MVA 110/10 kV | 0.05 | 18 | 0.34 | 40 | 10 | 110 | 16.2 | 150 | YNd5 | hv | 0 | -9 | 9 | 0 | 1.5 | Ratio | FALSE
25 MVA 110/10 kV | 0.07 | 14 | 0.41 | 25 | 10 | 110 | 12 | 150 | YNd5 | hv | 0 | -9 | 9 | 0 | 1.5 | Ratio | FALSE
0.25 MVA 20/0.4 kV | 0.32 | 0.8 | 1.44 | 0.25 | 0.4 | 20 | 6 | 150 | Yzn5 | hv | 0 | -2 | 2 | 0 | 2.5 | Ratio | FALSE
0.4 MVA 20/0.4 kV | 0.3375 | 1.35 | 1.425 | 0.4 | 0.4 | 20 | 6 | 150 | Dyn5 | hv | 0 | -2 | 2 | 0 | 2.5 | Ratio | FALSE
0.63 MVA 20/0.4 kV | 0.2619 | 1.65 | 1.206 | 0.63 | 0.4 | 20 | 6 | 150 | Dyn5 | hv | 0 | -2 | 2 | 0 | 2.5 | Ratio | FALSE
0.25 MVA 10/0.4 kV | 0.24 | 0.6 | 1.2 | 0.25 | 0.4 | 10 | 4 | 150 | Dyn5 | hv | 0 | -2 | 2 | 0 | 2.5 | Ratio | FALSE
0.4 MVA 10/0.4 kV | 0.2375 | 0.95 | 1.325 | 0.4 | 0.4 | 10 | 4 | 150 | Dyn5 | hv | 0 | -2 | 2 | 0 | 2.5 | Ratio | FALSE
0.63 MVA 10/0.4 kV | 0.1873 | 1.18 | 1.0794 | 0.63 | 0.4 | 10 | 4 | 150 | Dyn5 | hv | 0 | -2 | 2 | 0 | 2.5 | Ratio | FALSE

## trafo3w_std_types
| sn_hv_mva | sn_mv_mva | sn_lv_mva | vn_hv_kv | vn_mv_kv | vn_lv_kv | vk_hv_percent | vk_mv_percent | vk_lv_percent | vkr_hv_percent | vkr_mv_percent | vkr_lv_percent | pfe_kw | i0_percent | shift_mv_degree | shift_lv_degree | vector_group | tap_side | tap_neutral | tap_min | tap_max | tap_step_percent | tap_changer_type | trafo_characteristic_table
63/25/38 MVA 110/20/10 kV | 63 | 25 | 38 | 110 | 20 | 10 | 10.4 | 10.4 | 10.4 | 0.28 | 0.32 | 0.35 | 35 | 0.89 | 0 | 0 | YN0yn0yn0 | hv | 0 | -10 | 10 | 1.2 | Ratio | FALSE
63/25/38 MVA 110/10/10 kV | 63 | 25 | 38 | 110 | 10 | 10 | 10.4 | 10.4 | 10.4 | 0.28 | 0.32 | 0.35 | 35 | 0.89 | 0 | 0 | YN0yn0yn0 | hv | 0 | -10 | 10 | 1.2 | Ratio | FALSE

## fuse_std_types
| fuse_type | i_rated_a | t_avg | t_min | t_total | x_avg | x_min | x_total
HV 100A | HV 100A | 100 | 0 | [10.0, 3.64, 0.854, 0.281, 0.1, 0.0531, 0.022, 0.01] | [10.0, 4.267, 1.21, 0.403, 0.1, 0.058, 0.022, 0.01] | 0 | [300.0, 350.0, 450.0, 550.0, 700.0, 850.0, 1200.0, 1752.0] | [600.0, 700.0, 900.0, 1150.0, 1665.0, 2000.0, 3000.0, 4313.0]
HV 10A | HV 10A | 10 | 0 | [10.0, 1675.0, 0.344, 0.156, 0.1, 0.0417, 0.0171, 0.01] | [10.0, 1.3, 0.3, 0.155, 0.1, 0.0555, 0.023, 0.01] | 0 | [30.0, 32.0, 35.0, 37.0, 39.0, 50.0, 70.0, 88.0] | [60.0, 70.0, 80.0, 87.0, 94.0, 110.0, 150.0, 216.0]
HV 125A | HV 125A | 125 | 0 | [10.0, 1.82, 0.344, 0.1, 0.0467, 0.0269, 0.01] | [10.0, 2.478, 0.426, 0.1, 0.0427, 0.0211, 0.01] | 0 | [375.0, 500.0, 700.0, 925.0, 1200.0, 1500.0, 2341.0] | [750.0, 1000.0, 1500.0, 2200.0, 3000.0, 4000.0, 5765.0]
HV 160A | HV 160A | 160 | 0 | [10.0, 4.15, 1.03, 0.198, 0.1, 0.051, 0.0172, 0.01] | [10.0, 2.3, 0.734, 0.274, 0.1, 0.046, 0.0177, 0.01] | 0 | [480.0, 550.0, 700.0, 1000.0, 1260.0, 1600.0, 2500.0, 3227.0] | [960.0, 1300.0, 1700.0, 2200.0, 2996.0, 4000.0, 6000.0, 7946.0]
HV 16A | HV 16A | 16 | 0 | [10.0, 0.352, 0.164, 0.1, 0.0649, 0.0342, 0.01] | [10.0, 2.34, 0.722, 0.181, 0.1, 0.055, 0.0296, 0.01] | 0 | [48.0, 60.0, 65.0, 71.0, 80.0, 100.0, 162.0] | [96.0, 110.0, 125.0, 150.0, 168.0, 200.0, 250.0, 398.0]
HV 200A | HV 200A | 200 | 0 | [10.0, 4.267, 1.21, 0.403, 0.1, 0.058, 0.022, 0.01] | [10.0, 3.73, 1.654, 0.328, 0.1, 0.0531, 0.019, 0.01] | 0 | [600.0, 700.0, 900.0, 1150.0, 1665.0, 2000.0, 3000.0, 4313.0] | [1200.0, 1500.0, 1800.0, 2700.0, 3960.0, 5000.0, 7500.0, 10620.0]
HV 20A | HV 20A | 20 | 0 | [10.0, 1.3, 0.3, 0.155, 0.1, 0.0555, 0.023, 0.01] | [10.0, 1.3, 0.161, 0.1, 0.0611, 0.0399, 0.0141, 0.01] | 0 | [60.0, 70.0, 80.0, 87.0, 94.0, 110.0, 150.0, 216.0] | [120.0, 150.0, 200.0, 223.0, 260.0, 300.0, 450.0, 532.0]
HV 25A | HV 25A | 25 | 0 | [10.0, 2.512, 0.833, 0.299, 0.1, 0.0372, 0.0223, 0.01] | [10.0, 3.125, 0.597, 0.198, 0.1, 0.0378, 0.022, 0.01] | 0 | [75.0, 82.0, 90.0, 100.0, 124.0, 170.0, 200.0, 289.0] | [150.0, 170.0, 210.0, 250.0, 294.0, 400.0, 500.0, 711.0]
HV 31.5A | HV 31.5A | 31.5 | 0 | [10.0, 2.34, 0.722, 0.181, 0.1, 0.055, 0.0296, 0.01] | [10.0, 2.84, 0.368, 0.164, 0.1, 0.0621, 0.0378, 0.0195, 0.01] | 0 | [95.0, 110.0, 125.0, 150.0, 165.0, 200.0, 250.0, 390.0] | [189.0, 220.0, 300.0, 350.0, 393.0, 450.0, 530.0, 700.0, 960.0]
HV 40A | HV 40A | 40 | 0 | [10.0, 1.3, 0.161, 0.1, 0.0611, 0.0399, 0.0141, 0.01] | [10.0, 2.05, 0.369, 0.198, 0.1, 0.051, 0.0298, 0.01] | 0 | [120.0, 150.0, 200.0, 223.0, 260.0, 300.0, 450.0, 532.0] | [240.0, 300.0, 400.0, 450.0, 530.0, 650.0, 800.0, 1311.0]
HV 50A | HV 50A | 50 | 0 | [10.0, 3.215, 0.597, 0.198, 0.1, 0.0378, 0.022, 0.01] | [10.0, 3.64, 0.854, 0.281, 0.1, 0.0531, 0.022, 0.01] | 0 | [150.0, 170.0, 210.0, 250.0, 294.0, 400.0, 500.0, 711.0] | [300.0, 350.0, 450.0, 550.0, 700.0, 850.0, 1200.0, 1752.0]
HV 6.3A | HV 6.3A | 6.3 | 0 | [10.0, 1.39, 0.344, 0.168, 0.1, 0.056, 0.0263, 0.01] | [10.0, 1.711, 0.516, 0.198, 0.1, 0.0634, 0.0303, 0.01] | 0 | [19.0, 19.5, 20.4, 20.8, 22.0, 25.0, 32.0, 48.0] | [38.0, 40.0, 43.0, 48.0, 53.0, 60.0, 75.0, 118.0]
HV 63A | HV 63A | 63 | 0 | [10.0, 2.84, 0.368, 0.164, 0.1, 0.0621, 0.0378, 0.0195, 0.01] | [10.0, 1.82, 0.344, 0.1, 0.0467, 0.0269, 0.01] | 0 | [189.0, 220.0, 300.0, 350.0, 393.0, 450.0, 530.0, 700.0, 961.0] | [378.0, 500.0, 700.0, 934.0, 1200.0, 1500.0, 2366.0]
HV 80A | HV 80A | 80 | 0 | [10.0, 2.05, 0.369, 0.198, 0.1, 0.051, 0.0298, 0.01] | [10.0, 4.15, 1.03, 0.198, 0.1, 0.051, 0.0172, 0.01] | 0 | [240.0, 300.0, 400.0, 450.0, 530.0, 650.0, 800.0, 1311.0] | [480.0, 550.0, 700.0, 1000.0, 1260.0, 1600.0, 2500.0, 3227.0]
Siemens NH-1-100 | Siemens NH-1-100 | 100 | [5400.0, 2000.0, 400.0, 20.0, 1.0, 0.2, 0.012, 0.004] | 0 | 0 | [150.0, 190.0, 250.0, 430.0, 900.0, 1250.0, 2700.0, 3600.0] | 0 | 0
Siemens NH-1-125 | Siemens NH-1-125 | 125 | [4800.0, 120.0, 7.0, 0.1, 0.004] | 0 | 0 | [180.0, 400.0, 740.0, 2000.0, 4250.0] | 0 | 0
Siemens NH-1-16 | Siemens NH-1-16 | 16 | [4000.0, 400.0, 2.0, 0.1, 0.04, 0.01] | 0 | 0 | [26.0, 35.0, 75.0, 150.0, 200.0, 300.0] | 0 | 0
Siemens NH-1-160 | Siemens NH-1-160 | 160 | [4800.0, 120.0, 7.0, 0.1, 0.004] | 0 | 0 | [210.0, 500.0, 900.0, 2300.0, 5000.0] | 0 | 0
Siemens NH-1-25 | Siemens NH-1-25 | 25 | [4000.0, 1000.0, 10.0, 0.2, 0.02, 0.01] | 0 | 0 | [40.0, 50.0, 100.0, 210.0, 400.0, 500.0] | 0 | 0
Siemens NH-1-50 | Siemens NH-1-50 | 50 | [4000.0, 40.0, 4.0, 1.0, 0.02, 0.01] | 0 | 0 | [86.0, 200.0, 300.0, 400.0, 1000.0, 1280.0] | 0 | 0
Siemens NH-1-63 | Siemens NH-1-63 | 63 | [4000.0, 100.0, 10.0, 2.0, 0.04, 0.01] | 0 | 0 | [100.0, 200.0, 300.0, 400.0, 1000.0, 1500.0] | 0 | 0
Siemens NH-1-80 | Siemens NH-1-80 | 80 | [4800.0, 120.0, 7.0, 0.1, 0.01] | 0 | 0 | [150.58, 250.0, 450.0, 1150.0, 2470.0] | 0 | 0
Siemens NH-2-1000 | Siemens NH-2-1000 | 1000 | [4800.0, 120.0, 7.0, 0.1, 0.004] | 0 | 0 | [1900.0, 3500.0, 8400.0, 24000.0, 52000.0] | 0 | 0
Siemens NH-2-200 | Siemens NH-2-200 | 200 | [4800.0, 120.0, 7.0, 0.1, 0.004] | 0 | 0 | [280.0, 650.0, 1200.0, 3000.0, 7000.0] | 0 | 0
Siemens NH-2-224 | Siemens NH-2-224 | 224 | [4800.0, 120.0, 7.0, 0.2, 0.04, 0.004] | 0 | 0 | [400.0, 750.0, 1453.0, 3025.0, 4315.0, 7600.0] | 0 | 0
Siemens NH-2-250 | Siemens NH-2-250 | 250 | [4800.0, 120.0, 7.0, 0.1, 0.004] | 0 | 0 | [450.0, 800.0, 1650.0, 4000.0, 8500.0] | 0 | 0
Siemens NH-2-315 | Siemens NH-2-315 | 315 | [4800.0, 120.0, 7.0, 0.1, 0.004] | 0 | 0 | [550.0, 920.0, 1900.0, 5000.0, 11000.0] | 0 | 0
Siemens NH-2-355 | Siemens NH-2-355 | 355 | [4800.0, 120.0, 6.0, 0.1, 0.004] | 0 | 0 | [650.0, 1116.27, 2350.0, 5840.0, 12790.0] | 0 | 0
Siemens NH-2-400 | Siemens NH-2-400 | 400 | [4800.0, 120.0, 7.0, 0.1, 0.004] | 0 | 0 | [720.0, 1350.0, 2800.0, 6500.0, 15000.0] | 0 | 0
Siemens NH-2-425 | Siemens NH-2-425 | 425 | [4800.0, 120.0, 7.0, 0.1, 0.004] | 0 | 0 | [850.0, 1500.0, 3050.0, 7500.0, 16500.0] | 0 | 0
Siemens NH-2-630 | Siemens NH-2-630 | 630 | [4800.0, 120.0, 7.0, 0.1, 0.004] | 0 | 0 | [1200.0, 2000.0, 4800.0, 12000.0, 26000.0] | 0 | 0

## res_bus
vm_pu | va_degree | p_mw | q_mvar

## res_bus_dc
vm_pu | p_mw

## res_line
p_from_mw | q_from_mvar | p_to_mw | q_to_mvar | pl_mw | ql_mvar | i_from_ka | i_to_ka | i_ka | vm_from_pu | va_from_degree | vm_to_pu | va_to_degree | loading_percent

## res_line_dc
p_from_mw | p_to_mw | pl_mw | i_from_ka | i_to_ka | i_ka | vm_from_pu | vm_to_pu | loading_percent

## res_trafo
p_hv_mw | q_hv_mvar | p_lv_mw | q_lv_mvar | pl_mw | ql_mvar | i_hv_ka | i_lv_ka | vm_hv_pu | va_hv_degree | vm_lv_pu | va_lv_degree | loading_percent

## res_trafo3w
p_hv_mw | q_hv_mvar | p_mv_mw | q_mv_mvar | p_lv_mw | q_lv_mvar | pl_mw | ql_mvar | i_hv_ka | i_mv_ka | i_lv_ka | vm_hv_pu | va_hv_degree | vm_mv_pu | va_mv_degree | vm_lv_pu | va_lv_degree | va_internal_degree | vm_internal_pu | loading_percent

## res_impedance
p_from_mw | q_from_mvar | p_to_mw | q_to_mvar | pl_mw | ql_mvar | i_from_ka | i_to_ka

## res_ext_grid
p_mw | q_mvar

## res_load
p_mw | q_mvar

## res_load_dc
p_dc_mw

## res_motor
p_mw | q_mvar

## res_sgen
p_mw | q_mvar

## res_storage
p_mw | q_mvar

## res_shunt
p_mw | q_mvar | vm_pu

## res_gen
p_mw | q_mvar | va_degree | vm_pu

## res_ward
p_mw | q_mvar | vm_pu

## res_xward
p_mw | q_mvar | vm_pu | va_internal_degree | vm_internal_pu

## res_dcline
p_from_mw | q_from_mvar | p_to_mw | q_to_mvar | pl_mw | vm_from_pu | va_from_degree | vm_to_pu | va_to_degree

## res_asymmetric_load
p_mw | q_mvar

## res_asymmetric_sgen
p_mw | q_mvar

## res_source_dc
p_dc_mw

## res_switch
i_ka | loading_percent | p_from_mw | q_from_mvar | p_to_mw | q_to_mvar

## res_tcsc
thyristor_firing_angle_degree | x_ohm | p_from_mw | q_from_mvar | p_to_mw | q_to_mvar | pl_mw | ql_mvar | i_ka | vm_from_pu | va_from_degree | vm_to_pu | va_to_degree

## res_svc
thyristor_firing_angle_degree | x_ohm | q_mvar | vm_pu | va_degree

## res_ssc
q_mvar | vm_internal_pu | va_internal_degree | vm_pu | va_degree

## res_vsc
p_mw | q_mvar | p_dc_mw | vm_internal_pu | va_internal_degree | vm_pu | va_degree | vm_internal_dc_pu | vm_dc_pu

## res_vsc_stacked
p_mw | q_mvar | p_dc_mw_p | p_dc_mw_m | vm_internal_pu | vm_internal_degree | vm_pu | va_degree | vm_internal_dc_pu_p | vm_internal_dc_pu_m | vm_dc_pu_p | vm_dc_pu_m

## res_vsc_bipolar
p_mw | q_mvar | p_dc_mw_p | p_dc_mw_m | vm_internal_pu | vm_internal_degree | vm_pu | va_degree | vm_internal_dc_pu_p | vm_internal_dc_pu_m | vm_dc_pu_p | vm_dc_pu_m

## res_bus_est
vm_pu | va_degree | p_mw | q_mvar

## res_line_est
p_from_mw | q_from_mvar | p_to_mw | q_to_mvar | pl_mw | ql_mvar | i_from_ka | i_to_ka | i_ka | vm_from_pu | va_from_degree | vm_to_pu | va_to_degree | loading_percent

## res_trafo_est
p_hv_mw | q_hv_mvar | p_lv_mw | q_lv_mvar | pl_mw | ql_mvar | i_hv_ka | i_lv_ka | vm_hv_pu | va_hv_degree | vm_lv_pu | va_lv_degree | loading_percent

## res_trafo3w_est
p_hv_mw | q_hv_mvar | p_mv_mw | q_mv_mvar | p_lv_mw | q_lv_mvar | pl_mw | ql_mvar | i_hv_ka | i_mv_ka | i_lv_ka | vm_hv_pu | va_hv_degree | vm_mv_pu | va_mv_degree | vm_lv_pu | va_lv_degree | va_internal_degree | vm_internal_pu | loading_percent

## res_impedance_est
p_from_mw | q_from_mvar | p_to_mw | q_to_mvar | pl_mw | ql_mvar | i_from_ka | i_to_ka

## res_switch_est
i_ka | loading_percent | p_from_mw | q_from_mvar | p_to_mw | q_to_mvar

## res_shunt_est
p_mw | q_mvar | vm_pu

## res_bus_3ph
vm_a_pu | va_a_degree | vm_b_pu | va_b_degree | vm_c_pu | va_c_degree | p_a_mw | q_a_mvar | p_b_mw | q_b_mvar | p_c_mw | q_c_mvar

## res_line_3ph
p_a_from_mw | q_a_from_mvar | p_b_from_mw | q_b_from_mvar | p_c_from_mw | q_c_from_mvar | p_a_to_mw | q_a_to_mvar | p_b_to_mw | q_b_to_mvar | p_c_to_mw | q_c_to_mvar | pl_a_mw | ql_a_mvar | pl_b_mw | ql_b_mvar | pl_c_mw | ql_c_mvar | i_a_from_ka | i_a_to_ka | i_b_from_ka | i_b_to_ka | i_c_from_ka | i_c_to_ka | i_a_ka | i_b_ka | i_c_ka | i_n_from_ka | i_n_to_ka | i_n_ka | loading_a_percent | loading_b_percent | loading_c_percent

## res_trafo_3ph
p_a_hv_mw | q_a_hv_mvar | p_b_hv_mw | q_b_hv_mvar | p_c_hv_mw | q_c_hv_mvar | p_a_lv_mw | q_a_lv_mvar | p_b_lv_mw | q_b_lv_mvar | p_c_lv_mw | q_c_lv_mvar | pl_a_mw | ql_a_mvar | pl_b_mw | ql_b_mvar | pl_c_mw | ql_c_mvar | i_a_hv_ka | i_a_lv_ka | i_b_hv_ka | i_b_lv_ka | i_c_hv_ka | i_c_lv_ka | loading_a_percent | loading_b_percent | loading_c_percent | loading_percent

## res_ext_grid_3ph
p_a_mw | q_a_mvar | p_b_mw | q_b_mvar | p_c_mw | q_c_mvar

## res_load_3ph
p_mw | q_mvar

## res_sgen_3ph
p_mw | q_mvar

## res_storage_3ph
p_mw | q_mvar

## res_asymmetric_load_3ph
p_a_mw | q_a_mvar | p_b_mw | q_b_mvar | p_c_mw | q_c_mvar

## res_asymmetric_sgen_3ph
p_a_mw | q_a_mvar | p_b_mw | q_b_mvar | p_c_mw | q_c_mvar

## dtypes
| element | column | dtype
0 | bus | name | object
1 | bus | vn_kv | float64
2 | bus | type | object
3 | bus | zone | object
4 | bus | in_service | bool
5 | bus | geo | object
6 | bus_dc | name | object
7 | bus_dc | vn_kv | float64
8 | bus_dc | type | object
9 | bus_dc | zone | object
10 | bus_dc | in_service | bool
11 | bus_dc | geo | object
12 | load | name | object
13 | load | bus | uint32
14 | load | p_mw | float64
15 | load | q_mvar | float64
16 | load | const_z_p_percent | float64
17 | load | const_i_p_percent | float64
18 | load | const_z_q_percent | float64
19 | load | const_i_q_percent | float64
20 | load | sn_mva | float64
21 | load | scaling | float64
22 | load | in_service | bool
23 | load | type | object
24 | sgen | name | object
25 | sgen | bus | int64
26 | sgen | p_mw | float64
27 | sgen | q_mvar | float64
28 | sgen | min_q_mvar | float64
29 | sgen | max_q_mvar | float64
30 | sgen | sn_mva | float64
31 | sgen | scaling | float64
32 | sgen | controllable | bool
33 | sgen | id_q_capability_characteristic | Int64
34 | sgen | reactive_capability_curve | bool
35 | sgen | curve_style | object
36 | sgen | in_service | bool
37 | sgen | type | object
38 | sgen | current_source | bool
39 | sgen | technology | object
40 | motor | name | object
41 | motor | bus | int64
42 | motor | pn_mech_mw | float64
43 | motor | loading_percent | float64
44 | motor | cos_phi | float64
45 | motor | cos_phi_n | float64
46 | motor | efficiency_percent | float64
47 | motor | efficiency_n_percent | float64
48 | motor | lrc_pu | float64
49 | motor | vn_kv | float64
50 | motor | scaling | float64
51 | motor | in_service | bool
52 | motor | rx | float64
53 | asymmetric_load | name | object
54 | asymmetric_load | bus | uint32
55 | asymmetric_load | p_a_mw | float64
56 | asymmetric_load | q_a_mvar | float64
57 | asymmetric_load | p_b_mw | float64
58 | asymmetric_load | q_b_mvar | float64
59 | asymmetric_load | p_c_mw | float64
60 | asymmetric_load | q_c_mvar | float64
61 | asymmetric_load | sn_a_mva | float64
62 | asymmetric_load | sn_b_mva | float64
63 | asymmetric_load | sn_c_mva | float64
64 | asymmetric_load | sn_mva | float64
65 | asymmetric_load | scaling | float64
66 | asymmetric_load | in_service | bool
67 | asymmetric_load | type | object
68 | asymmetric_sgen | name | object
69 | asymmetric_sgen | bus | int64
70 | asymmetric_sgen | p_a_mw | float64
71 | asymmetric_sgen | q_a_mvar | float64
72 | asymmetric_sgen | p_b_mw | float64
73 | asymmetric_sgen | q_b_mvar | float64
74 | asymmetric_sgen | p_c_mw | float64
75 | asymmetric_sgen | q_c_mvar | float64
76 | asymmetric_sgen | sn_a_mva | float64
77 | asymmetric_sgen | sn_b_mva | float64
78 | asymmetric_sgen | sn_c_mva | float64
79 | asymmetric_sgen | sn_mva | float64
80 | asymmetric_sgen | scaling | float64
81 | asymmetric_sgen | in_service | bool
82 | asymmetric_sgen | type | object
83 | asymmetric_sgen | current_source | bool
84 | storage | name | object
85 | storage | bus | int64
86 | storage | p_mw | float64
87 | storage | q_mvar | float64
88 | storage | sn_mva | float64
89 | storage | soc_percent | float64
90 | storage | min_e_mwh | float64
91 | storage | max_e_mwh | float64
92 | storage | scaling | float64
93 | storage | in_service | bool
94 | storage | type | object
95 | gen | name | object
96 | gen | bus | uint32
97 | gen | p_mw | float64
98 | gen | vm_pu | float64
99 | gen | sn_mva | float64
100 | gen | min_q_mvar | float64
101 | gen | max_q_mvar | float64
102 | gen | scaling | float64
103 | gen | slack | bool
104 | gen | controllable | bool
105 | gen | id_q_capability_characteristic | Int64
106 | gen | reactive_capability_curve | bool
107 | gen | curve_style | object
108 | gen | in_service | bool
109 | gen | slack_weight | float64
110 | gen | type | object
111 | gen | min_p_mw | float64
112 | gen | max_p_mw | float64
113 | gen | technology | object
114 | switch | bus | int64
115 | switch | element | int64
116 | switch | et | object
117 | switch | type | object
118 | switch | closed | bool
119 | switch | name | object
120 | switch | z_ohm | float64
121 | switch | in_ka | float64
122 | shunt | bus | uint32
123 | shunt | name | object
124 | shunt | q_mvar | float64
125 | shunt | p_mw | float64
126 | shunt | vn_kv | float64
127 | shunt | step | uint32
128 | shunt | max_step | uint32
129 | shunt | id_characteristic_table | Int64
130 | shunt | step_dependency_table | bool
131 | shunt | in_service | bool
132 | shunt | b_pu_rated | float64
133 | shunt | n_steps | float64
134 | shunt | is_mscdn | object
135 | svc | name | object
136 | svc | bus | uint32
137 | svc | x_l_ohm | float64
138 | svc | x_cvar_ohm | float64
139 | svc | set_vm_pu | float64
140 | svc | thyristor_firing_angle_degree | float64
141 | svc | controllable | bool
142 | svc | in_service | bool
143 | svc | min_angle_degree | float64
144 | svc | max_angle_degree | float64
145 | ssc | name | object
146 | ssc | bus | uint32
147 | ssc | r_ohm | float64
148 | ssc | x_ohm | float64
149 | ssc | vm_internal_pu | float64
150 | ssc | va_internal_degree | float64
151 | ssc | set_vm_pu | float64
152 | ssc | controllable | bool
153 | ssc | in_service | bool
154 | vsc | name | object
155 | vsc | bus | uint32
156 | vsc | bus_dc | uint32
157 | vsc | r_ohm | float64
158 | vsc | x_ohm | float64
159 | vsc | r_dc_ohm | float64
160 | vsc | pl_dc_mw | float64
161 | vsc | control_mode_ac | object
162 | vsc | control_value_ac | float64
163 | vsc | control_mode_dc | object
164 | vsc | control_value_dc | float64
165 | vsc | controllable | bool
166 | vsc | in_service | bool
167 | vsc | ref_bus | uint32
168 | ext_grid | name | object
169 | ext_grid | bus | uint32
170 | ext_grid | vm_pu | float64
171 | ext_grid | va_degree | float64
172 | ext_grid | slack_weight | float64
173 | ext_grid | in_service | bool
174 | ext_grid | controllable | bool
175 | ext_grid | p_mw | float64
176 | ext_grid | sn_mva | float64
177 | ext_grid | min_p_mw | float64
178 | ext_grid | max_p_mw | float64
179 | ext_grid | min_q_mvar | float64
180 | ext_grid | max_q_mvar | float64
181 | line | name | object
182 | line | std_type | object
183 | line | from_bus | uint32
184 | line | to_bus | uint32
185 | line | length_km | float64
186 | line | r_ohm_per_km | float64
187 | line | x_ohm_per_km | float64
188 | line | c_nf_per_km | float64
189 | line | g_us_per_km | float64
190 | line | max_i_ka | float64
191 | line | df | float64
192 | line | parallel | uint32
193 | line | type | object
194 | line | in_service | bool
195 | line | geo | object
196 | line_dc | name | object
197 | line_dc | std_type | object
198 | line_dc | from_bus_dc | uint32
199 | line_dc | to_bus_dc | uint32
200 | line_dc | length_km | float64
201 | line_dc | r_ohm_per_km | float64
202 | line_dc | g_us_per_km | float64
203 | line_dc | max_i_ka | float64
204 | line_dc | df | float64
205 | line_dc | parallel | uint32
206 | line_dc | type | object
207 | line_dc | in_service | bool
208 | line_dc | geo | object
209 | trafo | name | object
210 | trafo | std_type | object
211 | trafo | hv_bus | uint32
212 | trafo | lv_bus | uint32
213 | trafo | sn_mva | float64
214 | trafo | vn_hv_kv | float64
215 | trafo | vn_lv_kv | float64
216 | trafo | vk_percent | float64
217 | trafo | vkr_percent | float64
218 | trafo | pfe_kw | float64
219 | trafo | i0_percent | float64
220 | trafo | shift_degree | float64
221 | trafo | tap_side | object
222 | trafo | tap_neutral | float64
223 | trafo | tap_min | float64
224 | trafo | tap_max | float64
225 | trafo | tap_step_percent | float64
226 | trafo | tap_step_degree | float64
227 | trafo | tap_pos | float64
228 | trafo | tap_changer_type | object
229 | trafo | id_characteristic_table | Int64
230 | trafo | tap_dependency_table | bool
231 | trafo | parallel | uint32
232 | trafo | df | float64
233 | trafo | in_service | bool
234 | trafo | power_station_unit | object
235 | trafo | oltc | bool
236 | trafo3w | name | object
237 | trafo3w | std_type | object
238 | trafo3w | hv_bus | uint32
239 | trafo3w | mv_bus | uint32
240 | trafo3w | lv_bus | uint32
241 | trafo3w | sn_hv_mva | float64
242 | trafo3w | sn_mv_mva | float64
243 | trafo3w | sn_lv_mva | float64
244 | trafo3w | vn_hv_kv | float64
245 | trafo3w | vn_mv_kv | float64
246 | trafo3w | vn_lv_kv | float64
247 | trafo3w | vk_hv_percent | float64
248 | trafo3w | vk_mv_percent | float64
249 | trafo3w | vk_lv_percent | float64
250 | trafo3w | vkr_hv_percent | float64
251 | trafo3w | vkr_mv_percent | float64
252 | trafo3w | vkr_lv_percent | float64
253 | trafo3w | pfe_kw | float64
254 | trafo3w | i0_percent | float64
255 | trafo3w | shift_mv_degree | float64
256 | trafo3w | shift_lv_degree | float64
257 | trafo3w | tap_side | object
258 | trafo3w | tap_neutral | float64
259 | trafo3w | tap_min | float64
260 | trafo3w | tap_max | float64
261 | trafo3w | tap_step_percent | float64
262 | trafo3w | tap_step_degree | float64
263 | trafo3w | tap_pos | float64
264 | trafo3w | tap_at_star_point | bool
265 | trafo3w | tap_changer_type | object
266 | trafo3w | id_characteristic_table | Int64
267 | trafo3w | tap_dependency_table | bool
268 | trafo3w | in_service | bool
269 | trafo3w | vk0_hv_percent | float64
270 | trafo3w | vk0_mv_percent | float64
271 | trafo3w | vk0_lv_percent | float64
272 | trafo3w | vkr0_hv_percent | float64
273 | trafo3w | vkr0_mv_percent | float64
274 | trafo3w | vkr0_lv_percent | float64
275 | trafo3w | vector_group | object
276 | impedance | name | object
277 | impedance | from_bus | uint32
278 | impedance | to_bus | uint32
279 | impedance | rft_pu | float64
280 | impedance | xft_pu | float64
281 | impedance | rtf_pu | float64
282 | impedance | xtf_pu | float64
283 | impedance | gf_pu | float64
284 | impedance | bf_pu | float64
285 | impedance | gt_pu | float64
286 | impedance | bt_pu | float64
287 | impedance | sn_mva | float64
288 | impedance | in_service | bool
289 | tcsc | name | object
290 | tcsc | from_bus | uint32
291 | tcsc | to_bus | uint32
292 | tcsc | x_l_ohm | float64
293 | tcsc | x_cvar_ohm | float64
294 | tcsc | set_p_to_mw | float64
295 | tcsc | thyristor_firing_angle_degree | float64
296 | tcsc | controllable | bool
297 | tcsc | in_service | bool
298 | dcline | name | object
299 | dcline | from_bus | uint32
300 | dcline | to_bus | uint32
301 | dcline | p_mw | float64
302 | dcline | loss_percent | float64
303 | dcline | loss_mw | float64
304 | dcline | vm_from_pu | float64
305 | dcline | vm_to_pu | float64
306 | dcline | max_p_mw | float64
307 | dcline | min_q_from_mvar | float64
308 | dcline | min_q_to_mvar | float64
309 | dcline | max_q_from_mvar | float64
310 | dcline | max_q_to_mvar | float64
311 | dcline | in_service | bool
312 | ward | name | object
313 | ward | bus | uint32
314 | ward | ps_mw | float64
315 | ward | qs_mvar | float64
316 | ward | qz_mvar | float64
317 | ward | pz_mw | float64
318 | ward | in_service | bool
319 | xward | name | object
320 | xward | bus | uint32
321 | xward | ps_mw | float64
322 | xward | qs_mvar | float64
323 | xward | qz_mvar | float64
324 | xward | pz_mw | float64
325 | xward | r_ohm | float64
326 | xward | x_ohm | float64
327 | xward | vm_pu | float64
328 | xward | slack_weight | float64
329 | xward | in_service | bool
330 | measurement | name | object
331 | measurement | measurement_type | object
332 | measurement | element_type | object
333 | measurement | element | uint32
334 | measurement | value | float64
335 | measurement | std_dev | float64
336 | measurement | side | object
337 | pwl_cost | power_type | object
338 | pwl_cost | element | uint32
339 | pwl_cost | et | object
340 | pwl_cost | points | object
341 | poly_cost | element | uint32
342 | poly_cost | et | object
343 | poly_cost | cp0_eur | float64
344 | poly_cost | cp1_eur_per_mw | float64
345 | poly_cost | cp2_eur_per_mw2 | float64
346 | poly_cost | cq0_eur | float64
347 | poly_cost | cq1_eur_per_mvar | float64
348 | poly_cost | cq2_eur_per_mvar2 | float64
349 | controller | object | object
350 | controller | in_service | bool
351 | controller | order | float64
352 | controller | level | object
353 | controller | initial_run | bool
354 | controller | recycle | object
355 | group | name | object
356 | group | element_type | object
357 | group | element_index | object
358 | group | reference_column | object
359 | source_dc | name | object
360 | source_dc | bus_dc | uint32
361 | source_dc | vm_pu | float64
362 | source_dc | in_service | bool
363 | source_dc | type | object
364 | load_dc | name | object
365 | load_dc | bus_dc | uint32
366 | load_dc | p_dc_mw | float64
367 | load_dc | scaling | float64
368 | load_dc | in_service | bool
369 | load_dc | controllable | bool
370 | load_dc | type | object
371 | vsc_stacked | name | object
372 | vsc_stacked | bus | uint32
373 | vsc_stacked | bus_dc_plus | uint32
374 | vsc_stacked | bus_dc_minus | uint32
375 | vsc_stacked | r_ohm | float64
376 | vsc_stacked | x_ohm | float64
377 | vsc_stacked | r_dc_ohm | float64
378 | vsc_stacked | pl_dc_mw | float64
379 | vsc_stacked | control_mode_ac | object
380 | vsc_stacked | control_value_ac | float64
381 | vsc_stacked | control_mode_dc | object
382 | vsc_stacked | control_value_dc | float64
383 | vsc_stacked | controllable | bool
384 | vsc_stacked | in_service | bool
385 | vsc_bipolar | name | object
386 | vsc_bipolar | bus | uint32
387 | vsc_bipolar | bus_dc_plus | uint32
388 | vsc_bipolar | bus_dc_minus | uint32
389 | vsc_bipolar | r_ohm | float64
390 | vsc_bipolar | x_ohm | float64
391 | vsc_bipolar | r_dc_ohm | float64
392 | vsc_bipolar | pl_dc_mw | float64
393 | vsc_bipolar | control_mode | object
394 | vsc_bipolar | control_value_1 | float64
395 | vsc_bipolar | control_value_2 | float64
396 | vsc_bipolar | controllable | bool
397 | vsc_bipolar | in_service | bool
398 | res_bus | vm_pu | float64
399 | res_bus | va_degree | float64
400 | res_bus | p_mw | float64
401 | res_bus | q_mvar | float64
402 | res_bus_dc | vm_pu | float64
403 | res_bus_dc | p_mw | float64
404 | res_line | p_from_mw | float64
405 | res_line | q_from_mvar | float64
406 | res_line | p_to_mw | float64
407 | res_line | q_to_mvar | float64
408 | res_line | pl_mw | float64
409 | res_line | ql_mvar | float64
410 | res_line | i_from_ka | float64
411 | res_line | i_to_ka | float64
412 | res_line | i_ka | float64
413 | res_line | vm_from_pu | float64
414 | res_line | va_from_degree | float64
415 | res_line | vm_to_pu | float64
416 | res_line | va_to_degree | float64
417 | res_line | loading_percent | float64
418 | res_line_dc | p_from_mw | float64
419 | res_line_dc | p_to_mw | float64
420 | res_line_dc | pl_mw | float64
421 | res_line_dc | i_from_ka | float64
422 | res_line_dc | i_to_ka | float64
423 | res_line_dc | i_ka | float64
424 | res_line_dc | vm_from_pu | float64
425 | res_line_dc | vm_to_pu | float64
426 | res_line_dc | loading_percent | float64
427 | res_trafo | p_hv_mw | float64
428 | res_trafo | q_hv_mvar | float64
429 | res_trafo | p_lv_mw | float64
430 | res_trafo | q_lv_mvar | float64
431 | res_trafo | pl_mw | float64
432 | res_trafo | ql_mvar | float64
433 | res_trafo | i_hv_ka | float64
434 | res_trafo | i_lv_ka | float64
435 | res_trafo | vm_hv_pu | float64
436 | res_trafo | va_hv_degree | float64
437 | res_trafo | vm_lv_pu | float64
438 | res_trafo | va_lv_degree | float64
439 | res_trafo | loading_percent | float64
440 | res_trafo3w | p_hv_mw | float64
441 | res_trafo3w | q_hv_mvar | float64
442 | res_trafo3w | p_mv_mw | float64
443 | res_trafo3w | q_mv_mvar | float64
444 | res_trafo3w | p_lv_mw | float64
445 | res_trafo3w | q_lv_mvar | float64
446 | res_trafo3w | pl_mw | float64
447 | res_trafo3w | ql_mvar | float64
448 | res_trafo3w | i_hv_ka | float64
449 | res_trafo3w | i_mv_ka | float64
450 | res_trafo3w | i_lv_ka | float64
451 | res_trafo3w | vm_hv_pu | float64
452 | res_trafo3w | va_hv_degree | float64
453 | res_trafo3w | vm_mv_pu | float64
454 | res_trafo3w | va_mv_degree | float64
455 | res_trafo3w | vm_lv_pu | float64
456 | res_trafo3w | va_lv_degree | float64
457 | res_trafo3w | va_internal_degree | float64
458 | res_trafo3w | vm_internal_pu | float64
459 | res_trafo3w | loading_percent | float64
460 | res_impedance | p_from_mw | float64
461 | res_impedance | q_from_mvar | float64
462 | res_impedance | p_to_mw | float64
463 | res_impedance | q_to_mvar | float64
464 | res_impedance | pl_mw | float64
465 | res_impedance | ql_mvar | float64
466 | res_impedance | i_from_ka | float64
467 | res_impedance | i_to_ka | float64
468 | res_ext_grid | p_mw | float64
469 | res_ext_grid | q_mvar | float64
470 | res_load | p_mw | float64
471 | res_load | q_mvar | float64
472 | res_load_dc | p_dc_mw | float64
473 | res_motor | p_mw | float64
474 | res_motor | q_mvar | float64
475 | res_sgen | p_mw | float64
476 | res_sgen | q_mvar | float64
477 | res_storage | p_mw | float64
478 | res_storage | q_mvar | float64
479 | res_shunt | p_mw | float64
480 | res_shunt | q_mvar | float64
481 | res_shunt | vm_pu | float64
482 | res_gen | p_mw | float64
483 | res_gen | q_mvar | float64
484 | res_gen | va_degree | float64
485 | res_gen | vm_pu | float64
486 | res_ward | p_mw | float64
487 | res_ward | q_mvar | float64
488 | res_ward | vm_pu | float64
489 | res_xward | p_mw | float64
490 | res_xward | q_mvar | float64
491 | res_xward | vm_pu | float64
492 | res_xward | va_internal_degree | float64
493 | res_xward | vm_internal_pu | float64
494 | res_dcline | p_from_mw | float64
495 | res_dcline | q_from_mvar | float64
496 | res_dcline | p_to_mw | float64
497 | res_dcline | q_to_mvar | float64
498 | res_dcline | pl_mw | float64
499 | res_dcline | vm_from_pu | float64
500 | res_dcline | va_from_degree | float64
501 | res_dcline | vm_to_pu | float64
502 | res_dcline | va_to_degree | float64
503 | res_asymmetric_load | p_mw | float64
504 | res_asymmetric_load | q_mvar | float64
505 | res_asymmetric_sgen | p_mw | float64
506 | res_asymmetric_sgen | q_mvar | float64
507 | res_source_dc | p_dc_mw | float64
508 | res_switch | i_ka | float64
509 | res_switch | loading_percent | float64
510 | res_switch | p_from_mw | float64
511 | res_switch | q_from_mvar | float64
512 | res_switch | p_to_mw | float64
513 | res_switch | q_to_mvar | float64
514 | res_tcsc | thyristor_firing_angle_degree | float64
515 | res_tcsc | x_ohm | float64
516 | res_tcsc | p_from_mw | float64
517 | res_tcsc | q_from_mvar | float64
518 | res_tcsc | p_to_mw | float64
519 | res_tcsc | q_to_mvar | float64
520 | res_tcsc | pl_mw | float64
521 | res_tcsc | ql_mvar | float64
522 | res_tcsc | i_ka | float64
523 | res_tcsc | vm_from_pu | float64
524 | res_tcsc | va_from_degree | float64
525 | res_tcsc | vm_to_pu | float64
526 | res_tcsc | va_to_degree | float64
527 | res_svc | thyristor_firing_angle_degree | float64
528 | res_svc | x_ohm | float64
529 | res_svc | q_mvar | float64
530 | res_svc | vm_pu | float64
531 | res_svc | va_degree | float64
532 | res_ssc | q_mvar | float64
533 | res_ssc | vm_internal_pu | float64
534 | res_ssc | va_internal_degree | float64
535 | res_ssc | vm_pu | float64
536 | res_ssc | va_degree | float64
537 | res_vsc | p_mw | float64
538 | res_vsc | q_mvar | float64
539 | res_vsc | p_dc_mw | float64
540 | res_vsc | vm_internal_pu | float64
541 | res_vsc | va_internal_degree | float64
542 | res_vsc | vm_pu | float64
543 | res_vsc | va_degree | float64
544 | res_vsc | vm_internal_dc_pu | float64
545 | res_vsc | vm_dc_pu | float64
546 | res_vsc_stacked | p_mw | float64
547 | res_vsc_stacked | q_mvar | float64
548 | res_vsc_stacked | p_dc_mw_p | float64
549 | res_vsc_stacked | p_dc_mw_m | float64
550 | res_vsc_stacked | vm_internal_pu | float64
551 | res_vsc_stacked | vm_internal_degree | float64
552 | res_vsc_stacked | vm_pu | float64
553 | res_vsc_stacked | va_degree | float64
554 | res_vsc_stacked | vm_internal_dc_pu_p | float64
555 | res_vsc_stacked | vm_internal_dc_pu_m | float64
556 | res_vsc_stacked | vm_dc_pu_p | float64
557 | res_vsc_stacked | vm_dc_pu_m | float64
558 | res_vsc_bipolar | p_mw | float64
559 | res_vsc_bipolar | q_mvar | float64
560 | res_vsc_bipolar | p_dc_mw_p | float64
561 | res_vsc_bipolar | p_dc_mw_m | float64
562 | res_vsc_bipolar | vm_internal_pu | float64
563 | res_vsc_bipolar | vm_internal_degree | float64
564 | res_vsc_bipolar | vm_pu | float64
565 | res_vsc_bipolar | va_degree | float64
566 | res_vsc_bipolar | vm_internal_dc_pu_p | float64
567 | res_vsc_bipolar | vm_internal_dc_pu_m | float64
568 | res_vsc_bipolar | vm_dc_pu_p | float64
569 | res_vsc_bipolar | vm_dc_pu_m | float64
570 | res_bus_est | vm_pu | float64
571 | res_bus_est | va_degree | float64
572 | res_bus_est | p_mw | float64
573 | res_bus_est | q_mvar | float64
574 | res_line_est | p_from_mw | float64
575 | res_line_est | q_from_mvar | float64
576 | res_line_est | p_to_mw | float64
577 | res_line_est | q_to_mvar | float64
578 | res_line_est | pl_mw | float64
579 | res_line_est | ql_mvar | float64
580 | res_line_est | i_from_ka | float64
581 | res_line_est | i_to_ka | float64
582 | res_line_est | i_ka | float64
583 | res_line_est | vm_from_pu | float64
584 | res_line_est | va_from_degree | float64
585 | res_line_est | vm_to_pu | float64
586 | res_line_est | va_to_degree | float64
587 | res_line_est | loading_percent | float64
588 | res_trafo_est | p_hv_mw | float64
589 | res_trafo_est | q_hv_mvar | float64
590 | res_trafo_est | p_lv_mw | float64
591 | res_trafo_est | q_lv_mvar | float64
592 | res_trafo_est | pl_mw | float64
593 | res_trafo_est | ql_mvar | float64
594 | res_trafo_est | i_hv_ka | float64
595 | res_trafo_est | i_lv_ka | float64
596 | res_trafo_est | vm_hv_pu | float64
597 | res_trafo_est | va_hv_degree | float64
598 | res_trafo_est | vm_lv_pu | float64
599 | res_trafo_est | va_lv_degree | float64
600 | res_trafo_est | loading_percent | float64
601 | res_trafo3w_est | p_hv_mw | float64
602 | res_trafo3w_est | q_hv_mvar | float64
603 | res_trafo3w_est | p_mv_mw | float64
604 | res_trafo3w_est | q_mv_mvar | float64
605 | res_trafo3w_est | p_lv_mw | float64
606 | res_trafo3w_est | q_lv_mvar | float64
607 | res_trafo3w_est | pl_mw | float64
608 | res_trafo3w_est | ql_mvar | float64
609 | res_trafo3w_est | i_hv_ka | float64
610 | res_trafo3w_est | i_mv_ka | float64
611 | res_trafo3w_est | i_lv_ka | float64
612 | res_trafo3w_est | vm_hv_pu | float64
613 | res_trafo3w_est | va_hv_degree | float64
614 | res_trafo3w_est | vm_mv_pu | float64
615 | res_trafo3w_est | va_mv_degree | float64
616 | res_trafo3w_est | vm_lv_pu | float64
617 | res_trafo3w_est | va_lv_degree | float64
618 | res_trafo3w_est | va_internal_degree | float64
619 | res_trafo3w_est | vm_internal_pu | float64
620 | res_trafo3w_est | loading_percent | float64
621 | res_impedance_est | p_from_mw | float64
622 | res_impedance_est | q_from_mvar | float64
623 | res_impedance_est | p_to_mw | float64
624 | res_impedance_est | q_to_mvar | float64
625 | res_impedance_est | pl_mw | float64
626 | res_impedance_est | ql_mvar | float64
627 | res_impedance_est | i_from_ka | float64
628 | res_impedance_est | i_to_ka | float64
629 | res_switch_est | i_ka | float64
630 | res_switch_est | loading_percent | float64
631 | res_switch_est | p_from_mw | float64
632 | res_switch_est | q_from_mvar | float64
633 | res_switch_est | p_to_mw | float64
634 | res_switch_est | q_to_mvar | float64
635 | res_shunt_est | p_mw | float64
636 | res_shunt_est | q_mvar | float64
637 | res_shunt_est | vm_pu | float64
638 | res_bus_3ph | vm_a_pu | float64
639 | res_bus_3ph | va_a_degree | float64
640 | res_bus_3ph | vm_b_pu | float64
641 | res_bus_3ph | va_b_degree | float64
642 | res_bus_3ph | vm_c_pu | float64
643 | res_bus_3ph | va_c_degree | float64
644 | res_bus_3ph | p_a_mw | float64
645 | res_bus_3ph | q_a_mvar | float64
646 | res_bus_3ph | p_b_mw | float64
647 | res_bus_3ph | q_b_mvar | float64
648 | res_bus_3ph | p_c_mw | float64
649 | res_bus_3ph | q_c_mvar | float64
650 | res_line_3ph | p_a_from_mw | float64
651 | res_line_3ph | q_a_from_mvar | float64
652 | res_line_3ph | p_b_from_mw | float64
653 | res_line_3ph | q_b_from_mvar | float64
654 | res_line_3ph | p_c_from_mw | float64
655 | res_line_3ph | q_c_from_mvar | float64
656 | res_line_3ph | p_a_to_mw | float64
657 | res_line_3ph | q_a_to_mvar | float64
658 | res_line_3ph | p_b_to_mw | float64
659 | res_line_3ph | q_b_to_mvar | float64
660 | res_line_3ph | p_c_to_mw | float64
661 | res_line_3ph | q_c_to_mvar | float64
662 | res_line_3ph | pl_a_mw | float64
663 | res_line_3ph | ql_a_mvar | float64
664 | res_line_3ph | pl_b_mw | float64
665 | res_line_3ph | ql_b_mvar | float64
666 | res_line_3ph | pl_c_mw | float64
667 | res_line_3ph | ql_c_mvar | float64
668 | res_line_3ph | i_a_from_ka | float64
669 | res_line_3ph | i_a_to_ka | float64
670 | res_line_3ph | i_b_from_ka | float64
671 | res_line_3ph | i_b_to_ka | float64
672 | res_line_3ph | i_c_from_ka | float64
673 | res_line_3ph | i_c_to_ka | float64
674 | res_line_3ph | i_a_ka | float64
675 | res_line_3ph | i_b_ka | float64
676 | res_line_3ph | i_c_ka | float64
677 | res_line_3ph | i_n_from_ka | float64
678 | res_line_3ph | i_n_to_ka | float64
679 | res_line_3ph | i_n_ka | float64
680 | res_line_3ph | loading_a_percent | float64
681 | res_line_3ph | loading_b_percent | float64
682 | res_line_3ph | loading_c_percent | float64
683 | res_trafo_3ph | p_a_hv_mw | float64
684 | res_trafo_3ph | q_a_hv_mvar | float64
685 | res_trafo_3ph | p_b_hv_mw | float64
686 | res_trafo_3ph | q_b_hv_mvar | float64
687 | res_trafo_3ph | p_c_hv_mw | float64
688 | res_trafo_3ph | q_c_hv_mvar | float64
689 | res_trafo_3ph | p_a_lv_mw | float64
690 | res_trafo_3ph | q_a_lv_mvar | float64
691 | res_trafo_3ph | p_b_lv_mw | float64
692 | res_trafo_3ph | q_b_lv_mvar | float64
693 | res_trafo_3ph | p_c_lv_mw | float64
694 | res_trafo_3ph | q_c_lv_mvar | float64
695 | res_trafo_3ph | pl_a_mw | float64
696 | res_trafo_3ph | ql_a_mvar | float64
697 | res_trafo_3ph | pl_b_mw | float64
698 | res_trafo_3ph | ql_b_mvar | float64
699 | res_trafo_3ph | pl_c_mw | float64
700 | res_trafo_3ph | ql_c_mvar | float64
701 | res_trafo_3ph | i_a_hv_ka | float64
702 | res_trafo_3ph | i_a_lv_ka | float64
703 | res_trafo_3ph | i_b_hv_ka | float64
704 | res_trafo_3ph | i_b_lv_ka | float64
705 | res_trafo_3ph | i_c_hv_ka | float64
706 | res_trafo_3ph | i_c_lv_ka | float64
707 | res_trafo_3ph | loading_a_percent | float64
708 | res_trafo_3ph | loading_b_percent | float64
709 | res_trafo_3ph | loading_c_percent | float64
710 | res_trafo_3ph | loading_percent | float64
711 | res_ext_grid_3ph | p_a_mw | float64
712 | res_ext_grid_3ph | q_a_mvar | float64
713 | res_ext_grid_3ph | p_b_mw | float64
714 | res_ext_grid_3ph | q_b_mvar | float64
715 | res_ext_grid_3ph | p_c_mw | float64
716 | res_ext_grid_3ph | q_c_mvar | float64
717 | res_load_3ph | p_mw | float64
718 | res_load_3ph | q_mvar | float64
719 | res_sgen_3ph | p_mw | float64
720 | res_sgen_3ph | q_mvar | float64
721 | res_storage_3ph | p_mw | float64
722 | res_storage_3ph | q_mvar | float64
723 | res_asymmetric_load_3ph | p_a_mw | float64
724 | res_asymmetric_load_3ph | q_a_mvar | float64
725 | res_asymmetric_load_3ph | p_b_mw | float64
726 | res_asymmetric_load_3ph | q_b_mvar | float64
727 | res_asymmetric_load_3ph | p_c_mw | float64
728 | res_asymmetric_load_3ph | q_c_mvar | float64
729 | res_asymmetric_sgen_3ph | p_a_mw | float64
730 | res_asymmetric_sgen_3ph | q_a_mvar | float64
731 | res_asymmetric_sgen_3ph | p_b_mw | float64
732 | res_asymmetric_sgen_3ph | q_b_mvar | float64
733 | res_asymmetric_sgen_3ph | p_c_mw | float64
734 | res_asymmetric_sgen_3ph | q_c_mvar | float64

## parameters
| version | format_version | converged | OPF_converged | name | f_hz | sn_mva
0 | 3.4.0 | 3.1.0 | FALSE | FALSE |  | 50 | 100